## Kanban List
UpdateDate | KanbanID | SiteCode | OrderType | PartNum | DisplayPN | PartDesc | OrderPrefix | ContainerType | QtyInContainer | NumOfOrders | TotalPartQty | PrevDisplayPN | PrevContainerType | PrevQtyInContainer | PrevNumOfOrders | PervTotalPartQty | Change
2015-04-17 16:30 | 400 | AT | KANBAN | 06092324 | 06092324 | SHEET METAL, TRAY, BATTERY BOX ENCLOSURE, PACK12-24 | XBKNBC | PALLET | 198 | 9 | 1782 | 06092324 | PALLET | 198 | 9 | 1782
2015-04-17 16:30 | 399 | AT | KANBAN | 06092701 | 06092701 | CABLE, HARNESS, PSU BATTERY BOX, PACK-12, ROID | XBKNBC | BOX | 100 | 12 | 1200 | 06092701 | BOX | 100 | 12 | 1200
2015-04-17 16:30 | 390 | AT | KANBAN | 07002562 | 07002562 | GUARD, FAN, WIRE FORM, 60MM, METAL | XBKNBC | BOX | 1000 | 4 | 4000 | 07002562 | BOX | 1000 | 4 | 4000
2015-04-17 16:30 | 893 | AT | KANBAN | 07003075 | 07003075 | CABLE, DISK DATA, 36 PIN, I-PASS,VERT-VERT, 30 AWG, UNIVERSAL-KEYED, 300MM | XBKNBC | BOX | 150 | 14 | 2100 | 07003075 | BOX | 150 | 14 | 2100
2015-04-17 16:30 | 558 | AT | KANBAN | 07007267 | 07007267 | FAN GUARD, 80MM, METAL | XBKNBC | BOX | 1000 | 2 | 2000 | 07007267 | BOX | 1000 | 2 | 2000
2015-04-17 16:30 | 397 | AT | KANBAN | 07009756 | 07009756 | HARNESS, 14AWG, PSU BATTERY BOX, PACK-24, FUSE ASSEMBLY | XBKNBC | BOX | 300 | 6 | 1800 | 07009756 | BOX | 300 | 6 | 1800
2015-04-17 16:30 | 398 | AT | KANBAN | 07009757 | 07009757 | CABLE, HARNESS, 14AWG, PSU BATTERY BOX, PACK-24, CONNECTOR ASSEMBLY | XBKNBC | BOX | 200 | 9 | 1800 | 07009757 | BOX | 200 | 9 | 1800
2015-04-17 16:30 | 904 | AT | KANBAN | 07010943 | 07010943 | BRACKET, ASSY, PCIE, IKARIA & IBIS | XBKNBC | BOX | 2000 | 5 | 10000 | 07010943 | BOX | 2000 | 5 | 10000
2015-04-17 16:30 | 894 | AT | KANBAN | 07013306 | 07013306 | CABLE, HARNESS DISK, 22-PIN SATA COMBO, 4-PIN POWER, 7-PIN SATA, FEMALE-MALE, 110MM | XBKNBC | BOX | 800 | 12 | 9600 | 07013306 | BOX | 800 | 12 | 9600
2015-04-17 16:30 | 401 | AT | KANBAN | 07013329 | 07013329 | SHEET METAL, COVER, BATTERY BOX ENCLOSURE, PACK 12-24 | XBKNBC | PALLET | 640 | 3 | 1920 | 07013329 | PALLET | 640 | 3 | 1920
2015-04-17 16:30 | 395 | AT | KANBAN | 07016537 | 07016537 | ASSY, VANILLA. BATTERY BOX, ILLY, PACK-24, CHASSIS AND HARNESSES, WITHOUT BATTERY | XBKNBC | PALLET | 140 | 5 | 700 | 07016537 | PALLET | 140 | 5 | 700
2015-04-17 16:30 | 396 | AT | KANBAN | 07016538 | 07016538 | ASSY, VANILLA BATTERY BOX, ROID, PACK-12, CHASSIS AND HARNESSES, WITHOUT BATTERY | XBKNBC | PALLET | 140 | 5 | 700 | 07016538 | PALLET | 140 | 5 | 700
2015-04-17 16:30 | 2329 | AT | KANBAN | 07021380 | 07021380 | ASSY, BUSBAR, 6 BATTERY CAPACITY, IKEA | XBKNBC | BOX | 24 | 4 | 96 | 07021380 | BOX | 24 | 4 | 96
2015-04-17 16:30 | 408 | AT | KANBAN | 07022142 | 07022142 | CABLE, THERMISTOR SENSOR, PROBE, NTC 10K OHM, CONNECTORIZED, BATTERY BOX, IKEA | XBKNBC | BOX | 5000 | 4 | 20000 | 07022142 | BOX | 5000 | 4 | 20000
2015-04-17 16:30 | 582 | AT | KANBAN | 07022341 | 07022341 | FAN, 60X60X25MM, 12VDC, 4-WIRE, W/CONNECTOR, 6.5", ROHS | XBKNBC | BOX | 90 | 4 | 360 | 07022341 | BOX | 90 | 4 | 360
2015-04-17 16:30 | 407 | AT | KANBAN | 07028890 | 07028890 | FAN, 60X15 MM, 4-WIRE, 5" L, W/ TEMP SENSOR, JUICEBOX, IKEA | XBKNBC | BOX | 210 | 20 | 4200 | 07028890 | BOX | 210 | 20 | 4200
2015-04-17 16:30 | 917 | AT | KANBAN | 07034303 | 07034303 | PANEL, FILLER, AIRGATE2 TRAY, DOUBLE LOCK, HT, ARACHNA/IBIS | XBKNBC | BOX | 360 | 2 | 720 | 07034303 | BOX | 360 | 2 | 720
2015-04-17 16:30 | 391 | AT | KANBAN | 07036749 | 07036749 | ASSY, CARRIER, HARDTOOL, SC21 UNIVERSAL | XBKNBC | PALLET | 1152 | 23 | 26496 | 07036749 | PALLET | 1152 | 23 | 26496
2015-04-17 16:30 | 392 | AT | KANBAN | 07036764 | 07036764 | ISOLATOR, FLEXIBLE, DUPONT 54G15, HARDTOOL, LOGGERHEAD | XBKNBC | BOX | 12000 | 20 | 240000 | 07036764 | BOX | 12000 | 20 | 240000
2015-04-17 16:30 | 417 | AT | KANBAN | 07041000-03 | 07041000-03 | SHEET METAL, TRAY, BATTERY BOX, INSEP, IKEA JUICE BOX | XBKNBC | PALLET | 66 | 7 | 462 | 07041000-03 | PALLET | 66 | 7 | 462
2015-04-17 16:30 | 419 | AT | KANBAN | 07041013 | 07041013 | SHEET METAL, COVER, BATTERY BOX, INSEP, IKEA JUICE BOX | XBKNBC | PALLET | 264 | 17 | 4488 | 07041013 | PALLET | 264 | 17 | 4488
2015-04-17 16:30 | 418 | AT | KANBAN | 07042267 | 07042267 | SHEET METAL, FACEPLATE, BATTERY BOX, INSEP, IKEA JUICE BOX | XBKNBC | BOX | 500 | 9 | 4500 | 07042267 | BOX | 500 | 9 | 4500
2015-04-17 16:30 | 573 | AT | KANBAN | 07042369 | 07042369 | TLA EXTENDER DEVICE SHELF, IKEA | XBKNBC | PALLET | 25 | 2 | 50 | 07042369 | PALLET | 25 | 2 | 50
2015-04-17 16:30 | 589 | AT | KANBAN | 07043336 | 07043336 | ASSY, BUSBAR, BAT, 240A, IKEA | XBKNBC | BOX | 6 | 15 | 90 | 07043336 | BOX | 6 | 15 | 90
2015-04-17 16:30 | 2349 | AT | KANBAN | 07044842 | 07044842 | ASSY, BUSBAR, SYSTEM, IKEA | XBKNBC | BOX | 30 | 3 | 90 | 07044842 | BOX | 30 | 3 | 90
2015-04-17 16:30 | 590 | AT | KANBAN | 07047163-02 | 07047163-02 | ASSY, SHELF,BAT ,INSEP, 240A, IKEA | XBKNBC | PALLET | 10 | 9 | 90 | 07047163-02 | PALLET | 10 | 9 | 90
2015-04-17 16:30 | 435 | AT | KANBAN | 07048077 | 07048077 | FAN, 60X60X25MM, 12VDC, 4-WIRE, HIGH SPEED, 6.5", TWISTED, ROHS | XBKNBC | PALLET | 4320 | 4 | 17280 | 07048077 | PALLET | 4320 | 4 | 17280
2015-04-17 16:30 | 436 | AT | KANBAN | 07048132 | 07048132 | FAN, 40X40X28MM, 20000 RPM, 12 VDC, OPERATING VOLTAGE RANGE 5.5 - 13.2 VDC, 0.65A, 7.80 WATT, PLASTIC IMPELLER/FRAME, MM SERIES, ROHS | XBKNBC | BOX | 192 | 12 | 2304 | 07048132 | BOX | 192 | 12 | 2304
2015-04-17 16:30 | 462 | AT | KANBAN | 07048666 | 07048666 | SHEET METAL, TRAY,BATTERY BOX, ,INSEP, KEYED, +48V JUICE BOX | XBKNBC | PALLET | 66 | 60 | 3960 | 07048666 | PALLET | 66 | 60 | 3960
2015-04-17 16:30 | 2330 | AT | KANBAN | 07050005 | 07050005 | ASSY, BUSBAR, +48V, SYSTEM, IKEA 2.0 | XBKNBC | PALLET | 30 | 5 | 150 | 07050005 | PALLET | 30 | 5 | 150
2015-04-17 16:30 | 452 | AT | KANBAN | 07050336 | 07050336 | BRACKET, LOAD, CPU | XBKNBC | PALLET | 2880 | 2 | 5760 | 07050336 | PALLET | 2880 | 2 | 5760
2015-04-17 16:30 | 902 | AT | KANBAN | 07050808 | 07050808 | ASSY, ROOF, HDD, IOTA | XBKNBC | PALLET | 2376 | 2 | 4752 | 07050808 | PALLET | 2376 | 2 | 4752
2015-04-17 16:30 | 903 | AT | KANBAN | 07050814 | 07050814 | ASSY, ROOF, SSD, IOTA | XBKNBC | BOX | 54 | 30 | 1620 | 07050814 | BOX | 54 | 30 | 1620
2015-04-17 16:30 | 445 | AT | KANBAN | 07050822 | 07050822 | BRACKET, FANS, REAR, IOTA | XBKNBC | BOX | 48 | 13 | 624 | 07050822 | BOX | 48 | 13 | 624
2015-04-17 16:30 | 449 | AT | KANBAN | 07050873 | 07050873 | SKEWER, DOUBLE, PLASTIC, IOTA | XBKNBC | BOX | 1000 | 5 | 5000 | 07050873 | BOX | 1000 | 5 | 5000
2015-04-17 16:30 | 571 | AT | KANBAN | 07051501-01 | 07051501-01 | ASSY, SHELF, DEVICE, INSEPARABLE, 4 OR 5 WIDE, CONFIGURABLE | XBKNBC | PALLET | 20 | 30 | 600 | 07051501-01 | PALLET | 20 | 30 | 600
2015-04-17 16:30 | 898 | AT | KANBAN | 07052789 | 07052789 | FILLER, BLANK, MEMORY, NO LEGS, FINGER NOTCHES, BLACK | XBKNBC | BOX | 1000 | 10 | 10000 | 07052789 | BOX | 1000 | 10 | 10000
2015-04-17 16:30 | 440 | AT | KANBAN | 07052887 | 07052887 | HARNESS, THERMAL SENSOR, UL1061 28AWG, 4-CONDUCTOR, 3-PIN F TO 5-PIN F, HINGEBACK, 7IN | XBKNBC | BOX | 2000 | 4 | 8000 | 07052887 | BOX | 2000 | 4 | 8000
2015-04-17 16:30 | 438 | AT | KANBAN | 07054109 | 07054109 | CABLE, DC POWER, 12V, UL1007, 13-18AWG 3-22AWG WIRES, 16-POS FEMALE-FEMALE CONN, 12 IN, HINGEBACK | XBKNBC | BOX | 120 | 20 | 2400 | 07054109 | BOX | 120 | 20 | 2400
2015-04-17 16:30 | 572 | AT | KANBAN | 07054167 | 07054167 | WALL, DIVIDER, SHELF, DEVICE, 4 OR 5, CONFIGURABLE | XBKNBC | BOX | 60 | 30 | 1800 | 07054167 | BOX | 60 | 30 | 1800
2015-04-17 16:30 | 439 | AT | KANBAN | 07054278 | 07054278 | CABLE, DC POWER, 18AWG WIRES, 4-COND, BLACK/YELLOW, 4POS FEMALE TO 6POS FEMALE HOUSING, 5.5IN LENGTH, DINGEBACK | XBKNBC | BOX | 1000 | 2 | 2000 | 07054278 | BOX | 1000 | 2 | 2000
2015-04-17 16:30 | 446 | AT | KANBAN | 07055064 | 07055064 | SPRING, LOCK, SHELF, HB | XBKNBC | BOX | 500 | 7 | 3500 | 07055064 | BOX | 500 | 7 | 3500
2015-04-17 16:30 | 892 | AT | KANBAN | 07055241 | 07055241 | CABLE, DATA, 36 PIN, IPASS, VERT-VERT, 30 AWG, UNIVERSAL, 375MM | XBKNBC | BOX | 150 | 36 | 5400 | 07055241 | BOX | 150 | 36 | 5400
2015-04-17 16:30 | 450 | AT | KANBAN | 07055443 | 07055443 | ASSY, SKEWER, DOUBLE, SHIPPING, HINDGEBACK | XBKNBC | BOX | 480 | 7 | 3360 | 07055443 | BOX | 480 | 7 | 3360
2015-04-17 16:30 | 437 | AT | KANBAN | 07058158 | 07058158 | HEATSINK, PASSIVE, AI EXTRUSION, 99.8X58MM, 45.1MM HIGH, GLADDEN CPU HOLE PATTERN, W/ M2 MOUNTING SCREWS | XBKNBC | BOX | 48 | 21 | 1008 | 07058158 | BOX | 48 | 21 | 1008
2015-04-17 16:30 | 441 | AT | KANBAN | 07058181 | 07058181 | ASSY, TRAY, BASE, DINGEBACK | XBKNBC | PALLET | 55 | 19 | 1045 | 07058181 | PALLET | 55 | 19 | 1045
2015-04-17 16:30 | 442 | AT | KANBAN | 07058194 | 07058194 | ASSY, ROOF, DINGEBACK | XBKNBC | PALLET | 576 | 2 | 1152 | 07058194 | PALLET | 576 | 2 | 1152
2015-04-17 16:30 | 451 | AT | KANBAN | 07058201 | 07058201 | ASSY, BRACKET, PCBA, HB, DVT2 | XBKNBC | PALLET | 648 | 5 | 3240 | 07058201 | PALLET | 648 | 5 | 3240
2015-04-17 16:30 | 447 | AT | KANBAN | 07058207 | 07058207 | ASSY, BRACKET, FAN, HB, DVT2 | XBKNBC | BOX | 156 | 21 | 3276 | 07058207 | BOX | 156 | 21 | 3276
2015-04-17 16:30 | 900 | AT | KANBAN | 07058745 | 07058745 | ASSY, BRKT, PCIE, SHADOWFAX / PUMA | XBKNBC | BOX | 500 | 12 | 6000 | 07058745 | BOX | 500 | 12 | 6000
2015-04-17 16:30 | 448 | AT | KANBAN | 07059265 | 07059265 | COVER, MAINTENANCE, HB, DVT2 | XBKNBC | PALLET | 1296 | 3 | 3888 | 07059265 | PALLET | 1296 | 3 | 3888
2015-04-17 16:30 | 443 | AT | KANBAN | 07059804 | 07059804 | ASSY, ROOF, HINGEBACK | XBKNBC | PALLET | 198 | 12 | 2376 | 07059804 | PALLET | 198 | 12 | 2376
2015-04-17 16:30 | 444 | AT | KANBAN | 07059812 | 07059812 | ASSY, TRAY, BASE, HINGEBACK, DVT2 | XBKNBC | PALLET | 55 | 40 | 2200 | 07059812 | PALLET | 55 | 40 | 2200
2015-04-17 16:30 | 560 | AT | KANBAN | 07067440 | 07067440 | ASSY, BRKT, FANS, HEX MESH, REAR, IXION | XBKNBC | PALLET | 2016 | 2 | 4032 | 07067440 | PALLET | 2016 | 2 | 4032
2015-04-17 16:30 | 421 | AT | KANBAN | 07072290 | 07072290 | CIRCUIT BREAKER, SINGLE POLE, 80AMP DC, SHORT DELAY WITH 48VDC, DUAL COIL, AUXILIARY SWITCH, UL 489 LISTED, SHORT FIXED | XBKNBC | BOX | 180 | 25 | 4500 | 07072290 | BOX | 180 | 25 | 4500
2015-04-17 16:30 | 567 | AT | KANBAN | 07072454 | 07072454 | KEEPER, HD, SHIPPING, HINGEBACK | XBKNBC | PALLET | 7680 | 4 | 30720 | 07072454 | PALLET | 7680 | 4 | 30720
2015-04-17 16:30 | 561 | AT | KANBAN | 07075927-01 | 07075927-01 | ASSY, TRAY, BASE, IXION | XBKNBC | PALLET | 39 | 42 | 1638 | 07075927-01 | PALLET | 39 | 42 | 1638
2015-04-17 16:30 | 535 | AT | KANBAN | 07077381 | 07077381 | GUIDE, HDD, W/LOCK, CARRIER | XBKNBC | BOX | 1500 | 40 | 60000 | 07077381 | BOX | 1500 | 40 | 60000
2015-04-17 16:30 | 531 | AT | KANBAN | 07077382 | 07077382 | LOCK, HDD, RIGHT, CARRIER | XBKNBC | BOX | 2400 | 18 | 43200 | 07077382 | BOX | 2400 | 18 | 43200
2015-04-17 16:30 | 586 | AT | KANBAN | 07077517-01 | 07077517-01 | TRAY, BASE, MACTRUCK, ASSY, MODIFIED | XBKNBC | PALLET | 20 | 10 | 200 | 07077517-01 | PALLET | 20 | 10 | 200
2015-04-17 16:30 | 587 | AT | KANBAN | 07077528 | 07077528 | WALL, MIDDLE, ASSY | XBKNBC | BOX | 14 | 15 | 210 | 07077528 | BOX | 14 | 15 | 210
2015-04-17 16:30 | 584 | AT | KANBAN | 07077537 | 07077537 | BAFFLE, TOP, ASSY | XBKNBC | PALLET | 120 | 2 | 240 | 07077537 | PALLET | 120 | 2 | 240
2015-04-17 16:30 | 530 | AT | KANBAN | 07078634-01 | 07078634-01,07050784 | ASSY, TRAY, BASE, IOTA-MACTRUCK DVT | XBKNBC | PALLET | 39 | 16 | 624 | 07078634-01,07050784 | PALLET | 39 | 16 | 624
2015-04-17 16:30 | 466 | AT | KANBAN | 07078661 | 07078661 | CPU, IVYBRIDGE, E5-2696V2, 12C 120W 2.5GHZ BASE, 30MB CACHE 3.1GHZ MAX ALL CORE TURBO, C1 PROD, SPEC: SR19G, PACKAGE FCLGA12A | XBKNBC | BOX | 150 | 8 | 1200 | 07078661 | BOX | 150 | 8 | 1200
2015-04-17 16:30 | 556 | AT | KANBAN | 07079898 | 07079898 | FAN, 80X80X38MM, 12 VDC, OPERATING VOLTAGE RANGE 7.0 - 13.8 VDC, 1.54A MAX, 18.48W MAX, PLASTIC IMPELLER/FRAME, 4-WIRE, CONNECTOR TERMINATION | XBKNBC | BOX | 50 | 12 | 600 | 07079898 | BOX | 50 | 12 | 600
2015-04-17 16:30 | 463 | AT | KANBAN | 07080618 | 07080618,07070933 | ASSY, SAYBROOK, IOTA, HFC245FA | XBKNBC | PALLET | 300 | 2 | 600 | 07080618,07070933 | PALLET | 300 | 2 | 600
2015-04-17 16:30 | 506 | AT | KANBAN | 07080696 | 07080696 | BRACKET W/ HEATSHRINK, CSSD, SECURE, DB | XBKNBC | PALLET | 1920 | 2 | 3840 | 07080696 | PALLET | 1920 | 2 | 3840
2015-04-17 16:30 | 899 | AT | KANBAN | 07082042 | 07082042 | ASSY, BRKT, BACKSIDE, IOTA ONLY, THESEUS QUAD | XBKNBC | BOX | 500 | 10 | 5000 | 07082042 | BOX | 500 | 10 | 5000
2015-04-17 16:30 | 507 | AT | KANBAN | 07082058 | 07082058,07078503 | HOLDER, CSSD, SECURE, PLASTIC, MODIFIED LATCH | XBKNBC | BOX | 608 | 2 | 1216 | 07082058,07078503 | BOX | 608 | 2 | 1216
2015-04-17 16:30 | 901 | AT | KANBAN | 07082103 | 07082103 | ASSY, BRKT, PCIE, STEGODON, IXION | XBKNBC | PALLET | 3600 | 2 | 7200 | 07082103 | PALLET | 3600 | 2 | 7200
2015-04-17 16:30 | 559 | AT | KANBAN | 07086267-01 | 07086267-01 | BAFFLE, PCIE DIVIDER, RIBBED | XBKNBC | BOX | 390 | 4 | 1560 | 07086267-01 | BOX | 390 | 4 | 1560
2015-04-17 16:30 | 905 | AT | KANBAN | 07088369 | 07088369 | BRKT, RETAINER, QSFP, NIC | XBKNBC | BOX | 1620 | 6 | 9720 | 07088369 | BOX | 1620 | 6 | 9720
2015-04-17 16:30 | 585 | AT | KANBAN | 07088914 | 07088914 | FOAM, BAFFLE, TRAY, BOTTOM, CUT SIZE 0.5IN X 9.85IN X 0.5IN THICK, 2# ESTER, UL94 HF-1 | XBKNBC | BOX | 500 | 2 | 1000 | 07088914 | BOX | 500 | 2 | 1000
2015-04-17 16:30 | 588 | AT | KANBAN | 07089615 | 07089615,07078276 | BRACKET, FACEPLATE, MTIC RESPIN, ASSY | XBKNBC | BOX | 280 | 2 | 560 | 07089615,07078276 | BOX | 280 | 2 | 560
2015-04-17 16:30 | 837 | AT | KANBAN | 07091558 | 07091558 | GUIDE, HDD, W/LOCK, 2-PEG, CARRIER, FOR USE W/ 6TB HD | XBKNBC | BOX | 1500 | 60 | 90000 | 07091558 | BOX | 1500 | 60 | 90000
2015-04-17 16:30 | 554 | AT | KANBAN | 07097990 | 07097990,07091932 | CPU, HASWELL/DDR3 18C, 145W, 2.3GHZ BASE, 2.8GHZ MAX ALL CORE TURBO, 3.8GHZ MAX SINGLE CORE, 45MB CACHE, C1, SSPEC: SR1XK, MM#935552, FCLGA12A | XBKNBC | BOX | 150 | 22 | 3300 | 07097990,07091932 | BOX | 150 | 22 | 3300
2015-04-17 16:30 | 557 | AT | KANBAN | 07098001 | 07098001,07082149 | ASSY, SAYBROOK, IXION WITH LMZ SKIVED EVAP PLATES | XBKNBC | PALLET | 300 | 6 | 1800 | 07098001,07082149 | PALLET | 300 | 6 | 1800
2015-04-17 16:30 | 2332 | AT | KANBAN | 07098035 | 07098035 | ASSY, SYSTEM BUSBAR, BLIND MATE, TRIBUTARY | XBKNBC | BOX | 6 | 6 | 36 | 07098035 | BOX | 6 | 6 | 36
2015-04-17 16:30 | 2328 | AT | KANBAN | 07103528 | 07103528 | FAN, 80X80X38MM, 11000 RPM, 12 VDC, OPERATING VOLTAGE RANGE 7.0 - 13.8 VDC, 1.54A MAX, 18.48W MAX, PLASTIC IMPELLER/FRAME, 4-WIRE, CONNECTOR TERMINATION | XBKNBC | BOX | 50 | 8 | 400 | 07103528 | BOX | 50 | 8 | 400
2015-04-17 16:30 | 2471 | AT | KANBAN | 13000057-01 | 13000057-01 | POWER SUPPLY, 750W, ILLY, HS-FAN, KVAR | XBKNBC | PALLET | 128 | 4 | 512 | 13000057-01 | PALLET | 128 | 4 | 512
2015-04-17 16:30 | 405 | AT | KANBAN | 14000021-02 | 14000021-02 | BATTERY, 12V, 9AH/20HR, VALVE REGULATED RECHARGEABLE, NON-SPILLABLE, BLUE. | XBKNBC | PALLET | 272 | 4 | 1088 | 14000021-02 | PALLET | 272 | 4 | 1088
2015-04-17 16:30 | 406 | AT | KANBAN | 14000045-01 | 14000045-01 | BATTERY, 12V, 9AH/20HR, VALVE REGULATED RECHARGEABLE, NON-SPILLABLE, POWERSONIC | XBKNBC | PALLET | 336 | 24 | 8064 | 14000045-01 | PALLET | 336 | 24 | 8064
2015-04-17 16:30 | 2367 | AT | KANBAN | 14000081-01 | 14000081-01 | BATTERY, 12V, 9AH/20HR, VALVE REGULATED RECHARGEABLE, NON-SPILLABLE, HIGH RATE, RITAR | XBKNBC | PALLET | 272 | 10 | 2720 | 14000081-01 | PALLET | 272 | 10 | 2720
2015-04-17 16:30 | 895 | AT | KANBAN | 16000070-03 | 16000070-03 | CABLE, PCIE X4, MAMMOTH, TUFT-IKARIA-X4, PVT | XBKNBC | BOX | 100 | 18 | 1800 | 16000070-03 | BOX | 100 | 18 | 1800
2015-04-17 16:30 | 409 | AT | KANBAN | 16000137-01 | 16000137-01 | HARNESS, TEMP. SENSOR, MAIN BOARD-TO-BATTERY UNIT, 8 CONDUCTORS, -48V JUICEBOX, IKEA | XBKNBC | BOX | 560 | 8 | 4480 | 16000137-01 | BOX | 560 | 8 | 4480
2015-04-17 16:30 | 410 | AT | KANBAN | 16000138-02 | 16000138-02 | HARNESS, BATTERY-TO-BATTERY INTERCONNECT, 10AWG, QD ENDS, W/ VOLTAGE SENSE WIRES, 24AWG, W/ EXPANDO SLEEVE, -/+48V JUICEBOX, IKEA | XBKNBC | BOX | 150 | 30 | 4500 | 16000138-02 | BOX | 150 | 30 | 4500
2015-04-17 16:30 | 411 | AT | KANBAN | 16000139-01 | 16000139-01 | HARNESS, 10AWG, POWER, MAIN BOARD-TO-CIRCUIT BREAKER, ONE WIRE, BLACK, -48V JUICEBOX, IKEA | XBKNBC | BOX | 300 | 4 | 1200 | 16000139-01 | BOX | 300 | 4 | 1200
2015-04-17 16:30 | 412 | AT | KANBAN | 16000140-01 | 16000140-01 | HARNESS, 10AWG, POWER, MAIN BOARD-TO-BATTERY, ONE WIRE, WHITE, QD END-TO-RING LUG, -48V JUICEBOX, IKEA | XBKNBC | BOX | 500 | 10 | 5000 | 16000140-01 | BOX | 500 | 10 | 5000
2015-04-17 16:30 | 918 | AT | KANBAN | 16000141-01 | 16000141-01 | HARNESS, CIRCUIT BREAKER CONTROL, TWO WIRE COMBO, 2-PIN CONNECTOR TO QD ENDS, -48V JUICEBOX, IKEA | XBKNBC | BOX | 600 | 2 | 1200 | 16000141-01 | BOX | 600 | 2 | 1200
2015-04-17 16:30 | 414 | AT | KANBAN | 16000142-01 | 16000142-01 | CABLE, 4-WIRE, BUSBAR, INTERCONNECT, GREEN/RED/BLACK, -48V JUICEBOX, IKEA | XBKNBC | BOX | 100 | 4 | 400 | 16000142-01 | BOX | 100 | 4 | 400
2015-04-17 16:30 | 891 | AT | KANBAN | 16000166-01 | 16000166-01 | CABLE, 22-PIN COMBO, 30AWG DATA, FFC POWER, VERTICAL SATA TO R/A SAS, MALE-FEMALE, 90MM | XBKNBC | BOX | 600 | 27 | 16200 | 16000166-01 | BOX | 600 | 27 | 16200
2015-04-17 16:30 | 2438 | AT | KANBAN | 16000171-02 | 16000171-02 | CABLE, PCIE X8, MAMMOTH, TUFT-IOTA, DVT | XBKNBC | BOX | 100 | 15 | 1500 | 16000171-02 | BOX | 100 | 15 | 1500
2015-04-17 16:30 | 393 | AT | KANBAN | 16000189-01 | 16000189-01,07031185 | CABLE, 22-PIN COMBO, 30AWG DATA, FFC POWER, VERTICAL SATA TO R/A SAS, MALE-FEMALE, W/O PULL STRP, 62MM | XBKNBC | BOX | 600 | 50 | 30000 | 16000189-01,07031185 | BOX | 600 | 50 | 30000
2015-04-17 16:30 | 415 | AT | KANBAN | 16000194-01 | 16000194-01 | CABLE,1-WIRE,BUSBAR INTERCONNECT,GREEN/RED/BLACK,+48V JUICEBOX,IKEA | XBKNBC | BOX | 100 | 40 | 4000 | 16000194-01 | BOX | 100 | 40 | 4000
2015-04-17 16:30 | 416 | AT | KANBAN | 16000196-03 | 16000196-03 | HARNESS, CIRCUIT BREAKER POWER & CONTROL, FIVE WIRE COMBO, W/ EXPANDO SLEEVE, +48V JUICEBOX, IKEA | XBKNBC | BOX | 300 | 14 | 4200 | 16000196-03 | BOX | 300 | 14 | 4200
2015-04-17 16:30 | 896 | AT | KANBAN | 16000313-02 | 16000313-02 | CABLE, PCIE X8, MAMMOTH/STEGODON, TUFT-PLATINUM-100, IBIS, ROHS | XBKNBC | PALLET | 2000 | 3 | 6000 | 16000313-02 | PALLET | 2000 | 3 | 6000
2015-04-17 16:30 | 583 | AT | KANBAN | 16000443-01 | 16000443-01 | CABLE, SIGNALS, 4 PIN POWER UL1015 10AWG WIRES, 16 PIN SIGNALS UL1061 20AWG WIRES, PADDLE TO MB, WIRES LENGTH 9.5" +/- 0.5", MAC TRUCK | XBKNBC | BOX | 50 | 6 | 300 | 16000443-01 | BOX | 50 | 6 | 300
2015-04-17 16:30 | 532 | AT | KANBAN | 16000457-01 | 16000457-01 | CABLE, SATA 22-PIN COMBO, 30AWG X 2-PAIR RED DATA, FFC POWER CABLE, MALE-FEMALE, 140MM +/-5MM | XBKNBC | BOX | 250 | 8 | 2000 | 16000457-01 | BOX | 250 | 8 | 2000
2015-04-17 16:30 | 890 | AT | KANBAN | 16000481-02 | 16000481-02 | ASSY, CABLE, PCIE X8, STEGODON/MAMMOTH, TUFT-IOTA-100, ROHS | XBKNBC | BOX | 150 | 10 | 1500 | 16000481-02 | BOX | 150 | 10 | 1500
2015-04-17 16:30 | 897 | AT | KANBAN | 16000516-01 | 16000516-01 | CABLE, SATA 22-PIN COMBO, 30AWG X 2-PAIR RED DATA, FFC POWER CABLE, MALE-FEMALE, 285MM +/-5MM | XBKNBC | PALLET | 8100 | 4 | 32400 | 16000516-01 | PALLET | 8100 | 4 | 32400
2015-04-17 16:30 | 498 | AT | KANBAN | 16000594-01 | 16000594-01 | HARNESS, THERMAL SENSOR, 28AWG WIRES, 8-CONDUCTOR, 1X10-P FEMALE TO 2X5-P FEMALE CONNECTORS, IOTA SAYBROOK | XBKNBC | BOX | 300 | 4 | 1200 | 16000594-01 | BOX | 300 | 4 | 1200
2015-04-17 16:30 | 403 | AT | KANBAN | 42000003-08 | 42000003-08 | ASSY, PCBA, JUICEBOX, -48V, IKEA | XBKNBC | BOX | 20 | 20 | 400 | 42000003-08 | BOX | 20 | 20 | 400
2015-04-17 16:30 | 433 | AT | KANBAN | 42000101-01 | 42000101-01 | ASSY, PCBA, 0.800" X 0.357", TEMP SENSOR | XBKNBC | BOX | 100 | 40 | 4000 | 42000101-01 | BOX | 100 | 40 | 4000
2015-04-17 16:30 | 394 | AT | KANBAN | 42000173-01 | 42000173-01 | ASSY, PCBA, T2B, 1.5" X .35" TEMP SENSOR, KOOLAID, ROHS | XBKNBC | BOX | 80 | 70 | 5600 | 42000173-01 | BOX | 80 | 70 | 5600
2015-04-17 16:30 | 461 | AT | KANBAN | 42000262-04 | 42000262-04,42000262-03 | ASSY, PCBA, ENVIRONMENTAL CONTROLLER, LUFTIG, F/W 0.1.72 | XBKNBC | BOX | 180 | 20 | 3600 | 42000262-04,42000262-03 | BOX | 180 | 20 | 3600
2015-04-17 16:30 | 569 | AT | KANBAN | 42000271-02 | 42000271-02 | ASSY, PCBA, PDB, 4-WIDE, 3-NET, IKEA | XBKNBC | PALLET | 240 | 2 | 480 | 42000271-02 | PALLET | 240 | 2 | 480
2015-04-17 16:30 | 570 | AT | KANBAN | 42000291-02 | 42000291-02 | ASSY, PCBA, PDB, 5-WIDE, 3-NET, IKEA | XBKNBC | PALLET | 240 | 2 | 480 | 42000291-02 | PALLET | 240 | 2 | 480
2015-04-17 16:30 | 404 | AT | KANBAN | 42000295-03 | 42000295-03 | ASSY, PCBA, JUICEBOX, +48V, IKEA | XBKNBC | PALLET | 1200 | 4 | 4800 | 42000295-03 | PALLET | 1200 | 4 | 4800
2015-04-17 16:30 | 536 | AT | KANBAN | 42000307-05 | 42000307-05,42000307-04 | ASSY, PCI/PCBA, HINGEBACK W/ FAN SUPPORT | XBKNBC | PALLET | 320 | 10 | 3200 | 42000307-05,42000307-04 | PALLET | 320 | 10 | 3200
2015-04-17 16:30 | 528 | AT | KANBAN | 42000333-05 | 42000333-05,42000333-04 | ASSY, PCBA, BLUEDRAGON, SANDYBRIDGE GLADDEN 2.0GHZ, BIOS 1.0.10 | XBKNBC | PALLET | 360 | 4 | 1440 | 42000333-05,42000333-04 | PALLET | 360 | 4 | 1440
2015-04-17 16:30 | 576 | AT | KANBAN | 42000481-02 | 42000481-02 | ASSY, PCBA, INTERFACE CARD, MAC TRUCK DVT | XBKNBC | BOX | 10 | 20 | 200 | 42000481-02 | BOX | 10 | 20 | 200
2015-04-17 16:30 | 2483 | AT | KANBAN | 42000482-04 | 42000482-04 | ASSY, PCBA, LTC FUSE PADDLE, WITH TEMP SENSOR, MACTRUCK | XBKNBC | BOX | 10 | 10 | 100 | 42000482-04 | BOX | 10 | 10 | 100
2015-04-17 16:30 | 2333 | AT | KANBAN | 42000495-12 | 42000495-12, 42000495-11,42000495-10,42000495-09 | MOTHERBOARD, PCBA, IXION, MP, W/O BIOS 1.30.0 OR LATER, EC 1.10.10 OR LATER, ROHS | XBKNBC | PALLET | 42 | 40 | 1680 | 42000495-12, 42000495-11,42000495-10,42000495-09 | PALLET | 42 | 40 | 1680
2015-04-17 16:30 | 553 | AT | KANBAN | 42000497-03 | 42000497-03,42000308-07 | ASSY, PCBA, DONATELLO2, PVT | XBKNBC | PALLET | 640 | 6 | 3840 | 42000497-03,42000308-07 | PALLET | 640 | 6 | 3840
2015-04-17 16:30 | 545 | AT | KANBAN | 42000582-02 | 42000582-02,42000582-01,42000405-03 | MOTHERBOARD, PCBA, IOTA SNB & IVB, MOTA-SL, FAB5, W/ PATSBURG HS, COMMON MOBO, BIOS 0.9.2, NO SMBUS J24 | XBKNBC | PALLET | 56 | 12 | 672 | 42000582-02,42000582-01,42000405-03 | PALLET | 56 | 12 | 672
2015-04-17 16:30 | 578 | AT | KANBAN | 42000675-01 | 42000675-01 | ASSY, PCBA, MAIN BOARD, FAB 4, W/ ERICSSON BRICK, HEATSINK PREINSTALLED, MACTRUCK | XBKNBC | BOX | 80 | 3 | 240 | 42000675-01 | BOX | 80 | 3 | 240
2015-04-17 16:30 | 580 | AT | KANBAN | 42000714-02 | 42000714-02 | ASSY, PCBA, FUSE PADDLE, W/ TEMP SENSOR, IKEA 2.0, RHESUS | XBKNBC | BOX | 10 | 10 | 100 | 42000714-02 | BOX | 10 | 10 | 100
2015-04-17 16:30 | 581 | AT | KANBAN | 42000769-01 | 42000769-01 | ASSY, PCBA, MAIN BOARD, FAB 4, W/ DELTA BRICK, HEATSINK PREINSTALLED, MACTRUCK | XBKNBC | PALLET | 60 | 2 | 120 | 42000769-01 | PALLET | 60 | 2 | 120
2015-04-17 16:30 | 465 | AT | KANBAN | 50000030-05 | 50000030-05 | ASSY, JUICEBOX, BASE CONFIG, SHORT FIXED ON BREAKER, W/O BATTERIES, -48V, IKEA | XBKNBC | PALLET | 45 | 6 | 270 | 50000030-05 | PALLET | 45 | 6 | 270
2015-04-17 16:30 | 464 | AT | KANBAN | 50000091-04 | 50000091-04 | ASSY, JUICEBOX, BASE CONFIG, W/O BATTERIES, SHORT FIXED ON BREAKER, +48V, IKEA 2.0 | XBKNBC | PALLET | 45 | 40 | 1800 | 50000091-04 | PALLET | 45 | 40 | 1800
2015-04-17 16:30 | 420 | AT | KANBAN | 900639 | 900639 | BATTERY, 12V, VALVE REGULATED RECHARGABLE. | XBKNBC | PALLET | 288 | 7 | 2016 | 900639 | PALLET | 288 | 7 | 2016
2015-04-17 16:30 | 796 | AT | KANBAN | 900831 | 900831 | RAIL, HARD DRIVE, PLASTIC | XBKNBC | BOX | 2000 | 10 | 20000 | 900831 | BOX | 2000 | 10 | 20000
2015-04-17 16:30 | 424 | NL | KANBAN | 06092324 | 06092324 | SHEET METAL, TRAY, BATTERY BOX ENCLOSURE, PACK12-24 | XBKNBC | PALLET | 198 | 8 | 1584 | 06092324 | PALLET | 198 | 8 | 1584
2015-04-17 16:30 | 425 | NL | KANBAN | 06092701 | 06092701 | CABLE, HARNESS, PSU BATTERY BOX, PACK-12, ROID | XBKNBC | BOX | 100 | 6 | 600 | 06092701 | BOX | 100 | 6 | 600
2015-04-17 16:30 | 422 | NL | KANBAN | 07002562 | 07002562 | GUARD, FAN, WIRE FORM, 60MM, METAL | XBKNBA | BOX | 1000 | 2 | 2000 | 07002562 | BOX | 1000 | 2 | 2000
2015-04-17 16:30 | 919 | NL | KANBAN | 07003075 | 07003075 | CABLE, DISK DATA, 36 PIN, I-PASS,VERT-VERT, 30 AWG, UNIVERSAL-KEYED, 300MM | XBKNBA | BOX | 150 | 6 | 900 | 07003075 | BOX | 150 | 6 | 900
2015-04-17 16:30 | 426 | NL | KANBAN | 07009756 | 07009756 | HARNESS, 14AWG, PSU BATTERY BOX, PACK-24, FUSE ASSEMBLY | XBKNBC | BOX | 300 | 3 | 900 | 07009756 | BOX | 300 | 3 | 900
2015-04-17 16:30 | 427 | NL | KANBAN | 07009757 | 07009757 | CABLE, HARNESS, 14AWG, PSU BATTERY BOX, PACK-24, CONNECTOR ASSEMBLY | XBKNBC | BOX | 200 | 4 | 800 | 07009757 | BOX | 200 | 4 | 800
2015-04-17 16:30 | 920 | NL | KANBAN | 07010943 | 07010943 | BRACKET, ASSY, PCIE, IKARIA & IBIS | XBKNBA | BOX | 2000 | 2 | 4000 | 07010943 | BOX | 2000 | 2 | 4000
2015-04-17 16:30 | 921 | NL | KANBAN | 07013306 | 07013306 | CABLE, HARNESS DISK, 22-PIN SATA COMBO, 4-PIN POWER, 7-PIN SATA, FEMALE-MALE, 110MM | XBKNBA | BOX | 800 | 6 | 4800 | 07013306 | BOX | 800 | 6 | 4800
2015-04-17 16:30 | 428 | NL | KANBAN | 07013329 | 07013329 | SHEET METAL, COVER, BATTERY BOX ENCLOSURE, PACK 12-24 | XBKNBC | PALLET | 640 | 3 | 1920 | 07013329 | PALLET | 640 | 3 | 1920
2015-04-17 16:30 | 429 | NL | KANBAN | 07016537 | 07016537 | ASSY, VANILLA. BATTERY BOX, ILLY, PACK-24, CHASSIS AND HARNESSES, WITHOUT BATTERY | XBKNBC | PALLET | 360 | 2 | 720 | 07016537 | PALLET | 360 | 2 | 720
2015-04-17 16:30 | 430 | NL | KANBAN | 07016538 | 07016538 | ASSY, VANILLA BATTERY BOX, ROID, PACK-12, CHASSIS AND HARNESSES, WITHOUT BATTERY | XBKNBC | PALLET | 360 | 2 | 720 | 07016538 | PALLET | 360 | 2 | 720
2015-04-17 16:30 | 479 | NL | KANBAN | 07022142 | 07022142 | CABLE, THERMISTOR SENSOR, PROBE, NTC 10K OHM, CONNECTORIZED, BATTERY BOX, IKEA | XBKNBC | BOX | 500 | 3 | 1500 | 07022142 | BOX | 500 | 3 | 1500
2015-04-17 16:30 | 470 | NL | KANBAN | 07028890 | 07028890 | FAN, 60X15 MM, 4-WIRE, 5" L, W/ TEMP SENSOR, JUICEBOX, IKEA | XBKNBC | BOX | 210 | 5 | 1050 | 07028890 | BOX | 210 | 5 | 1050
2015-04-17 16:30 | 935 | NL | KANBAN | 07034303 | 07034303 | PANEL, FILLER, AIRGATE2 TRAY, DOUBLE LOCK, HT, ARACHNA/IBIS | XBKNBA | BOX | 360 | 2 | 720 | 07034303 | BOX | 360 | 2 | 720
2015-04-17 16:30 | 454 | NL | KANBAN | 07036749 | 07036749 | ASSY, CARRIER, HARDTOOL, SC21 UNIVERSAL | XBKNBA | PALLET | 1152 | 13 | 14976 | 07036749 | PALLET | 1152 | 13 | 14976
2015-04-17 16:30 | 497 | NL | KANBAN | 07036764 | 07036764 | ISOLATOR, FLEXIBLE, DUPONT 54G15, HARDTOOL, LOGGERHEAD | XBKNBA | BOX | 12000 | 5 | 60000 | 07036764 | BOX | 12000 | 5 | 60000
2015-04-17 16:30 | 508 | NL | KANBAN | 07041000-03 | 07041000-03 | SHEET METAL, TRAY, BATTERY BOX, INSEP, IKEA JUICE BOX | XBKNBC | PALLET | 66 | 3 | 198 | 07041000-03 | PALLET | 66 | 3 | 198
2015-04-17 16:30 | 486 | NL | KANBAN | 07041013 | 07041013 | SHEET METAL, COVER, BATTERY BOX, INSEP, IKEA JUICE BOX | XBKNBC | PALLET | 264 | 4 | 1056 | 07041013 | PALLET | 264 | 4 | 1056
2015-04-17 16:30 | 487 | NL | KANBAN | 07042267 | 07042267 | SHEET METAL, FACEPLATE, BATTERY BOX, INSEP, IKEA JUICE BOX | XBKNBC | BOX | 500 | 2 | 1000 | 07042267 | BOX | 500 | 2 | 1000
2015-04-17 16:30 | 814 | NL | KANBAN | 07042369 | 07042369 | TLA EXTENDER DEVICE SHELF, IKEA | XBKNBA | PALLET | 25 | 2 | 50 | 07042369 | PALLET | 25 | 2 | 50
2015-04-17 16:30 | 813 | NL | KANBAN | 07043336 | 07043336 | ASSY, BUSBAR, BAT, 240A, IKEA | XBKNBA | BOX | 6 | 7 | 42 | 07043336 | BOX | 6 | 7 | 42
2015-04-17 16:30 | 815 | NL | KANBAN | 07047163-02 | 07047163-02 | ASSY, SHELF,BAT ,INSEP, 240A, IKEA | XBKNBA | PALLET | 10 | 4 | 40 | 07047163-02 | PALLET | 10 | 4 | 40
2015-04-17 16:30 | 455 | NL | KANBAN | 07048077 | 07048077 | FAN, 60X60X25MM, 12VDC, 4-WIRE, HIGH SPEED, 6.5", TWISTED, ROHS | XBKNBA | BOX | 147 | 32 | 4704 | 07048077 | BOX | 147 | 32 | 4704
2015-04-17 16:30 | 456 | NL | KANBAN | 07048132 | 07048132 | FAN, 40X40X28MM, 20000 RPM, 12 VDC, OPERATING VOLTAGE RANGE 5.5 - 13.2 VDC, 0.65A, 7.80 WATT, PLASTIC IMPELLER/FRAME, MM SERIES, ROHS | XBKNBA | BOX | 192 | 6 | 1152 | 07048132 | BOX | 192 | 6 | 1152
2015-04-17 16:30 | 488 | NL | KANBAN | 07048666 | 07048666 | SHEET METAL, TRAY,BATTERY BOX, ,INSEP, KEYED, +48V JUICE BOX | XBKNBC | PALLET | 66 | 13 | 858 | 07048666 | PALLET | 66 | 13 | 858
2015-04-17 16:30 | 489 | NL | KANBAN | 07050336 | 07050336 | BRACKET, LOAD, CPU | XBKNBA | BOX | 120 | 19 | 2280 | 07050336 | BOX | 120 | 19 | 2280
2015-04-17 16:30 | 922 | NL | KANBAN | 07050808 | 07050808 | ASSY, ROOF, HDD, IOTA | XBKNBA | BOX | 44 | 14 | 616 | 07050808 | BOX | 44 | 14 | 616
2015-04-17 16:30 | 923 | NL | KANBAN | 07050814 | 07050814 | ASSY, ROOF, SSD, IOTA | XBKNBA | BOX | 54 | 9 | 486 | 07050814 | BOX | 54 | 9 | 486
2015-04-17 16:30 | 457 | NL | KANBAN | 07050822 | 07050822 | BRACKET, FANS, REAR, IOTA | XBKNBA | BOX | 48 | 4 | 192 | 07050822 | BOX | 48 | 4 | 192
2015-04-17 16:30 | 552 | NL | KANBAN | 07050873 | 07050873 | SKEWER, DOUBLE, PLASTIC, IOTA | XBKNBA | BOX | 1000 | 3 | 3000 | 07050873 | BOX | 1000 | 3 | 3000
2015-04-17 16:30 | 816 | NL | KANBAN | 07051501-01 | 07051501-01 | ASSY, SHELF, DEVICE, INSEPARABLE, 4 OR 5 WIDE, CONFIGURABLE | XBKNBA | PALLET | 20 | 20 | 400 | 07051501-01 | PALLET | 20 | 20 | 400
2015-04-17 16:30 | 924 | NL | KANBAN | 07052789 | 07052789 | FILLER, BLANK, MEMORY, NO LEGS, FINGER NOTCHES, BLACK | XBKNBA | BOX | 1000 | 4 | 4000 | 07052789 | BOX | 1000 | 4 | 4000
2015-04-17 16:30 | 480 | NL | KANBAN | 07052887 | 07052887 | HARNESS, THERMAL SENSOR, UL1061 28AWG, 4-CONDUCTOR, 3-PIN F TO 5-PIN F, HINGEBACK, 7IN | XBKNBA | BOX | 3000 | 2 | 6000 | 07052887 | BOX | 3000 | 2 | 6000
2015-04-17 16:30 | 477 | NL | KANBAN | 07054109 | 07054109 | CABLE, DC POWER, 12V, UL1007, 13-18AWG 3-22AWG WIRES, 16-POS FEMALE-FEMALE CONN, 12 IN, HINGEBACK | XBKNBA | BOX | 240 | 8 | 1920 | 07054109 | BOX | 240 | 8 | 1920
2015-04-17 16:30 | 817 | NL | KANBAN | 07054167 | 07054167 | WALL, DIVIDER, SHELF, DEVICE, 4 OR 5, CONFIGURABLE | XBKNBA | BOX | 60 | 20 | 1200 | 07054167 | BOX | 60 | 20 | 1200
2015-04-17 16:30 | 2103 | NL | KANBAN | 07054278 | 07054278 | CABLE, DC POWER, 18AWG WIRES, 4-COND, BLACK/YELLOW, 4POS FEMALE TO 6POS FEMALE HOUSING, 5.5IN LENGTH, DINGEBACK | XBKNBA | BOX | 600 | 2 | 1200 | 07054278 | BOX | 600 | 2 | 1200
2015-04-17 16:30 | 490 | NL | KANBAN | 07055064 | 07055064 | SPRING, LOCK, SHELF, HB | XBKNBA | BOX | 500 | 4 | 2000 | 07055064 | BOX | 500 | 4 | 2000
2015-04-17 16:30 | 925 | NL | KANBAN | 07055241 | 07055241 | CABLE, DATA, 36 PIN, IPASS, VERT-VERT, 30 AWG, UNIVERSAL, 375MM | XBKNBA | BOX | 150 | 4 | 600 | 07055241 | BOX | 150 | 4 | 600
2015-04-17 16:30 | 495 | NL | KANBAN | 07055443 | 07055443 | ASSY, SKEWER, DOUBLE, SHIPPING, HINDGEBACK | XBKNBA | BOX | 480 | 4 | 1920 | 07055443 | BOX | 480 | 4 | 1920
2015-04-17 16:30 | 471 | NL | KANBAN | 07058158 | 07058158 | HEATSINK, PASSIVE, AI EXTRUSION, 99.8X58MM, 45.1MM HIGH, GLADDEN CPU HOLE PATTERN, W/ M2 MOUNTING SCREWS | XBKNBA | BOX | 48 | 17 | 816 | 07058158 | BOX | 48 | 17 | 816
2015-04-17 16:30 | 482 | NL | KANBAN | 07058181 | 07058181 | ASSY, TRAY, BASE, DINGEBACK | XBKNBA | PALLET | 55 | 15 | 825 | 07058181 | PALLET | 55 | 15 | 825
2015-04-17 16:30 | 914 | NL | KANBAN | 07058194 | 07058194 | ASSY, ROOF, DINGEBACK | XBKNBA | PALLET | 576 | 2 | 1152 | 07058194 | PALLET | 576 | 2 | 1152
2015-04-17 16:30 | 491 | NL | KANBAN | 07058201 | 07058201 | ASSY, BRACKET, PCBA, HB, DVT2 | XBKNBA | PALLET | 648 | 3 | 1944 | 07058201 | PALLET | 648 | 3 | 1944
2015-04-17 16:30 | 492 | NL | KANBAN | 07058207 | 07058207 | ASSY, BRACKET, FAN, HB, DVT2 | XBKNBA | BOX | 156 | 12 | 1872 | 07058207 | BOX | 156 | 12 | 1872
2015-04-17 16:30 | 926 | NL | KANBAN | 07058745 | 07058745 | ASSY, BRKT, PCIE, SHADOWFAX / PUMA | XBKNBA | BOX | 500 | 4 | 2000 | 07058745 | BOX | 500 | 4 | 2000
2015-04-17 16:30 | 493 | NL | KANBAN | 07059265 | 07059265 | COVER, MAINTENANCE, HB, DVT2 | XBKNBA | PALLET | 1296 | 2 | 2592 | 07059265 | PALLET | 1296 | 2 | 2592
2015-04-17 16:30 | 484 | NL | KANBAN | 07059804 | 07059804 | ASSY, ROOF, HINGEBACK | XBKNBA | PALLET | 198 | 6 | 1188 | 07059804 | PALLET | 198 | 6 | 1188
2015-04-17 16:30 | 485 | NL | KANBAN | 07059812 | 07059812 | ASSY, TRAY, BASE, HINGEBACK, DVT2 | XBKNBA | PALLET | 55 | 19 | 1045 | 07059812 | PALLET | 55 | 19 | 1045
2015-04-17 16:30 | 565 | NL | KANBAN | 07067440 | 07067440 | ASSY, BRKT, FANS, HEX MESH, REAR, IXION | XBKNBA | BOX | 48 | 21 | 1008 | 07067440 | BOX | 48 | 21 | 1008
2015-04-17 16:30 | 494 | NL | KANBAN | 07072290 | 07072290 | CIRCUIT BREAKER, SINGLE POLE, 80AMP DC, SHORT DELAY WITH 48VDC, DUAL COIL, AUXILIARY SWITCH, UL 489 LISTED, SHORT FIXED | XBKNBC | BOX | 180 | 6 | 1080 | 07072290 | BOX | 180 | 6 | 1080
2015-04-17 16:30 | 936 | NL | KANBAN | 07072454 | 07072454 | KEEPER, HD, SHIPPING, HINGEBACK | XBKNBA | BOX | 768 | 8 | 6144 | 07072454 | BOX | 768 | 8 | 6144
2015-04-17 16:30 | 566 | NL | KANBAN | 07075927-01 | 07075927-01 | ASSY, TRAY, BASE, IXION | XBKNBA | PALLET | 39 | 26 | 1014 | 07075927-01 | PALLET | 39 | 26 | 1014
2015-04-17 16:30 | 533 | NL | KANBAN | 07077381 | 07077381 | GUIDE, HDD, W/LOCK, CARRIER | XBKNBA | BOX | 1500 | 12 | 18000 | 07077381 | BOX | 1500 | 12 | 18000
2015-04-17 16:30 | 537 | NL | KANBAN | 07077382 | 07077382 | LOCK, HDD, RIGHT, CARRIER | XBKNBA | BOX | 1500 | 8 | 12000 | 07077382 | BOX | 1500 | 8 | 12000
2015-04-17 16:30 | 529 | NL | KANBAN | 07078634-01 | 07078634-01,07050784 | ASSY, TRAY, BASE, IOTA-MACTRUCK DVT | XBKNBA | PALLET | 39 | 3 | 117 | 07078634-01,07050784 | PALLET | 39 | 3 | 117
2015-04-17 16:30 | 453 | NL | KANBAN | 07078661 | 07078661 | CPU, IVYBRIDGE, E5-2696V2, 12C 120W 2.5GHZ BASE, 30MB CACHE 3.1GHZ MAX ALL CORE TURBO, C1 PROD, SPEC: SR19G, PACKAGE FCLGA12A | XBKNBA | BOX | 150 | 2 | 300 | 07078661 | BOX | 150 | 2 | 300
2015-04-17 16:30 | 472 | NL | KANBAN | 07080618 | 07080618,07070933 | ASSY, SAYBROOK, IOTA, HFC245FA | XBKNBA | PALLET | 300 | 2 | 600 | 07080618,07070933 | PALLET | 300 | 2 | 600
2015-04-17 16:30 | 509 | NL | KANBAN | 07080696 | 07080696 | BRACKET W/ HEATSHRINK, CSSD, SECURE, DB | XBKNBA | BOX | 2000 | 2 | 4000 | 07080696 | BOX | 2000 | 2 | 4000
2015-04-17 16:30 | 927 | NL | KANBAN | 07082042 | 07082042 | ASSY, BRKT, BACKSIDE, IOTA ONLY, THESEUS QUAD | XBKNBA | BOX | 500 | 2 | 1000 | 07082042 | BOX | 500 | 2 | 1000
2015-04-17 16:30 | 510 | NL | KANBAN | 07082058 | 07082058,07078503 | HOLDER, CSSD, SECURE, PLASTIC, MODIFIED LATCH | XBKNBA | BOX | 608 | 2 | 1216 | 07082058,07078503 | BOX | 608 | 2 | 1216
2015-04-17 16:30 | 928 | NL | KANBAN | 07082103 | 07082103 | ASSY, BRKT, PCIE, STEGODON, IXION | XBKNBA | BOX | 400 | 4 | 1600 | 07082103 | BOX | 400 | 4 | 1600
2015-04-17 16:30 | 929 | NL | KANBAN | 07088369 | 07088369 | BRKT, RETAINER, QSFP, NIC | XBKNBA | BOX | 1620 | 4 | 6480 | 07088369 | BOX | 1620 | 4 | 6480
2015-04-17 16:30 | 858 | NL | KANBAN | 07091558 | 07091558 | GUIDE, HDD, W/LOCK, 2-PEG, CARRIER, FOR USE W/ 6TB HD | XBKNBC | BOX | 1500 | 12 | 18000 | 07091558 | BOX | 1500 | 12 | 18000
2015-04-17 16:30 | 562 | NL | KANBAN | 07097990 | 07097990,07091932 | CPU, HASWELL/DDR3 18C, 145W, 2.3GHZ BASE, 2.8GHZ MAX ALL CORE TURBO, 3.8GHZ MAX SINGLE CORE, 45MB CACHE, C1, SSPEC: SR1XK, MM#935552, FCLGA12A | XBKNBA | BOX | 150 | 14 | 2100 | 07097990,07091932 | BOX | 150 | 14 | 2100
2015-04-17 16:30 | 2102 | NL | KANBAN | 07098001 | 07098001,07082149 | ASSY, SAYBROOK, IXION WITH LMZ SKIVED EVAP PLATES | XBKNBA | PALLET | 300 | 2 | 600 | 07098001,07082149 | PALLET | 300 | 2 | 600
2015-04-17 16:30 | 500 | NL | KANBAN | 14000021-02 | 14000021-02 | BATTERY, 12V, 9AH/20HR, VALVE REGULATED RECHARGEABLE, NON-SPILLABLE, BLUE. | XBKNBC | PALLET | 272 | 2 | 544 | 14000021-02 | PALLET | 272 | 2 | 544
2015-04-17 16:30 | 469 | NL | KANBAN | 14000045-01 | 14000045-01 | BATTERY, 12V, 9AH/20HR, VALVE REGULATED RECHARGEABLE, NON-SPILLABLE, POWERSONIC | XBKNBC | PALLET | 336 | 6 | 2016 | 14000045-01 | PALLET | 336 | 6 | 2016
2015-04-17 16:30 | 930 | NL | KANBAN | 16000070-03 | 16000070-03 | CABLE, PCIE X4, MAMMOTH, TUFT-IKARIA-X4, PVT | XBKNBA | BOX | 100 | 2 | 200 | 16000070-03 | BOX | 100 | 2 | 200
2015-04-17 16:30 | 481 | NL | KANBAN | 16000137-01 | 16000137-01 | HARNESS, TEMP. SENSOR, MAIN BOARD-TO-BATTERY UNIT, 8 CONDUCTORS, -48V JUICEBOX, IKEA | XBKNBC | BOX | 400 | 3 | 1200 | 16000137-01 | BOX | 400 | 3 | 1200
2015-04-17 16:30 | 473 | NL | KANBAN | 16000138-02 | 16000138-02 | HARNESS, BATTERY-TO-BATTERY INTERCONNECT, 10AWG, QD ENDS, W/ VOLTAGE SENSE WIRES, 24AWG, W/ EXPANDO SLEEVE, -/+48V JUICEBOX, IKEA | XBKNBC | BOX | 150 | 7 | 1050 | 16000138-02 | BOX | 150 | 7 | 1050
2015-04-17 16:30 | 501 | NL | KANBAN | 16000139-01 | 16000139-01 | HARNESS, 10AWG, POWER, MAIN BOARD-TO-CIRCUIT BREAKER, ONE WIRE, BLACK, -48V JUICEBOX, IKEA | XBKNBC | BOX | 300 | 2 | 600 | 16000139-01 | BOX | 300 | 2 | 600
2015-04-17 16:30 | 474 | NL | KANBAN | 16000140-01 | 16000140-01 | HARNESS, 10AWG, POWER, MAIN BOARD-TO-BATTERY, ONE WIRE, WHITE, QD END-TO-RING LUG, -48V JUICEBOX, IKEA | XBKNBC | BOX | 500 | 2 | 1000 | 16000140-01 | BOX | 500 | 2 | 1000
2015-04-17 16:30 | 502 | NL | KANBAN | 16000141-01 | 16000141-01 | HARNESS, CIRCUIT BREAKER CONTROL, TWO WIRE COMBO, 2-PIN CONNECTOR TO QD ENDS, -48V JUICEBOX, IKEA | XBKNBC | BOX | 400 | 2 | 800 | 16000141-01 | BOX | 400 | 2 | 800
2015-04-17 16:30 | 503 | NL | KANBAN | 16000142-01 | 16000142-01 | CABLE, 4-WIRE, BUSBAR, INTERCONNECT, GREEN/RED/BLACK, -48V JUICEBOX, IKEA | XBKNBC | BOX | 100 | 2 | 200 | 16000142-01 | BOX | 100 | 2 | 200
2015-04-17 16:30 | 931 | NL | KANBAN | 16000166-01 | 16000166-01 | CABLE, 22-PIN COMBO, 30AWG DATA, FFC POWER, VERTICAL SATA TO R/A SAS, MALE-FEMALE, 90MM | XBKNBA | BOX | 600 | 10 | 6000 | 16000166-01 | BOX | 600 | 10 | 6000
2015-04-17 16:30 | 458 | NL | KANBAN | 16000189-01 | 16000189-01,07031185 | CABLE, 22-PIN COMBO, 30AWG DATA, FFC POWER, VERTICAL SATA TO R/A SAS, MALE-FEMALE, W/O PULL STRP, 62MM | XBKNBA | BOX | 600 | 24 | 14400 | 16000189-01,07031185 | BOX | 600 | 24 | 14400
2015-04-17 16:30 | 475 | NL | KANBAN | 16000194-01 | 16000194-01 | CABLE,1-WIRE,BUSBAR INTERCONNECT,GREEN/RED/BLACK,+48V JUICEBOX,IKEA | XBKNBC | BOX | 100 | 8 | 800 | 16000194-01 | BOX | 100 | 8 | 800
2015-04-17 16:30 | 476 | NL | KANBAN | 16000196-03 | 16000196-03 | HARNESS, CIRCUIT BREAKER POWER & CONTROL, FIVE WIRE COMBO, W/ EXPANDO SLEEVE, +48V JUICEBOX, IKEA | XBKNBC | BOX | 300 | 3 | 900 | 16000196-03 | BOX | 300 | 3 | 900
2015-04-17 16:30 | 932 | NL | KANBAN | 16000313-02 | 16000313-02 | CABLE, PCIE X8, MAMMOTH/STEGODON, TUFT-PLATINUM-100, IBIS, ROHS | XBKNBA | BOX | 150 | 6 | 900 | 16000313-02 | BOX | 150 | 6 | 900
2015-04-17 16:30 | 534 | NL | KANBAN | 16000457-01 | 16000457-01 | CABLE, SATA 22-PIN COMBO, 30AWG X 2-PAIR RED DATA, FFC POWER CABLE, MALE-FEMALE, 140MM +/-5MM | XBKNBA | BOX | 250 | 4 | 1000 | 16000457-01 | BOX | 250 | 4 | 1000
2015-04-17 16:30 | 933 | NL | KANBAN | 16000481-02 | 16000481-02 | ASSY, CABLE, PCIE X8, STEGODON/MAMMOTH, TUFT-IOTA-100, ROHS | XBKNBA | BOX | 150 | 10 | 1500 | 16000481-02 | BOX | 150 | 10 | 1500
2015-04-17 16:30 | 934 | NL | KANBAN | 16000516-01 | 16000516-01 | CABLE, SATA 22-PIN COMBO, 30AWG X 2-PAIR RED DATA, FFC POWER CABLE, MALE-FEMALE, 285MM +/-5MM | XBKNBA | BOX | 150 | 10 | 1500 | 16000516-01 | BOX | 150 | 10 | 1500
2015-04-17 16:30 | 504 | NL | KANBAN | 16000594-01 | 16000594-01 | HARNESS, THERMAL SENSOR, 28AWG WIRES, 8-CONDUCTOR, 1X10-P FEMALE TO 2X5-P FEMALE CONNECTORS, IOTA SAYBROOK | XBKNBA | BOX | 600 | 2 | 1200 | 16000594-01 | BOX | 600 | 2 | 1200
2015-04-17 16:30 | 499 | NL | KANBAN | 42000003-08 | 42000003-08 | ASSY, PCBA, JUICEBOX, -48V, IKEA | XBKNBC | BOX | 20 | 10 | 200 | 42000003-08 | BOX | 20 | 10 | 200
2015-04-17 16:30 | 459 | NL | KANBAN | 42000101-01 | 42000101-01 | ASSY, PCBA, 0.800" X 0.357", TEMP SENSOR | XBKNBA | BOX | 200 | 10 | 2000 | 42000101-01 | BOX | 200 | 10 | 2000
2015-04-17 16:30 | 423 | NL | KANBAN | 42000173-01 | 42000173-01 | ASSY, PCBA, T2B, 1.5" X .35" TEMP SENSOR, KOOLAID, ROHS | XBKNBA | BOX | 80 | 37 | 2960 | 42000173-01 | BOX | 80 | 37 | 2960
2015-04-17 16:30 | 460 | NL | KANBAN | 42000262-04 | 42000262-04,42000262-03 | ASSY, PCBA, ENVIRONMENTAL CONTROLLER, LUFTIG, F/W 0.1.72 | XBKNBA | BOX | 180 | 10 | 1800 | 42000262-04,42000262-03 | BOX | 180 | 10 | 1800
2015-04-17 16:30 | 811 | NL | KANBAN | 42000271-02 | 42000271-02 | ASSY, PCBA, PDB, 4-WIDE, 3-NET, IKEA | XBKNBA | BOX | 20 | 12 | 240 | 42000271-02 | BOX | 20 | 12 | 240
2015-04-17 16:30 | 812 | NL | KANBAN | 42000291-02 | 42000291-02 | ASSY, PCBA, PDB, 5-WIDE, 3-NET, IKEA | XBKNBA | BOX | 20 | 15 | 300 | 42000291-02 | BOX | 20 | 15 | 300
2015-04-17 16:30 | 468 | NL | KANBAN | 42000295-03 | 42000295-03 | ASSY, PCBA, JUICEBOX, +48V, IKEA | XBKNBC | BOX | 20 | 40 | 800 | 42000295-03 | BOX | 20 | 40 | 800
2015-04-17 16:30 | 544 | NL | KANBAN | 42000307-05 | 42000307-05,42000307-04 | ASSY, PCI/PCBA, HINGEBACK W/ FAN SUPPORT | XBKNBA | PALLET | 320 | 6 | 1920 | 42000307-05,42000307-04 | PALLET | 320 | 6 | 1920
2015-04-17 16:30 | 467 | NL | KANBAN | 42000333-05 | 42000333-05,42000333-04 | ASSY, PCBA, BLUEDRAGON, SANDYBRIDGE GLADDEN 2.0GHZ, BIOS 1.0.10 | XBKNBA | PALLET | 360 | 3 | 1080 | 42000333-05,42000333-04 | PALLET | 360 | 3 | 1080
2015-04-17 16:30 | 563 | NL | KANBAN | 42000495-12 | 42000495-12, 42000495-11,42000495-10,42000495-09 | MOTHERBOARD, PCBA, IXION, MP, W/O BIOS 1.30.0 OR LATER, EC 1.10.10 OR LATER, ROHS | XBKNBA | PALLET | 42 | 24 | 1008 | 42000495-12, 42000495-11,42000495-10,42000495-09 | PALLET | 42 | 24 | 1008
2015-04-17 16:30 | 551 | NL | KANBAN | 42000497-03 | 42000497-03,42000308-07 | ASSY, PCBA, DONATELLO2, PVT | XBKNBA | PALLET | 480 | 4 | 1920 | 42000497-03,42000308-07 | PALLET | 480 | 4 | 1920
2015-04-17 16:30 | 547 | NL | KANBAN | 42000582-02 | 42000582-02,42000582-01,42000405-03 | MOTHERBOARD, PCBA, IOTA SNB & IVB, MOTA-SL, FAB5, W/ PATSBURG HS, COMMON MOBO, BIOS 0.9.2, NO SMBUS J24 | XBKNBA | PALLET | 56 | 2 | 112 | 42000582-02,42000582-01,42000405-03 | PALLET | 56 | 2 | 112
2015-04-17 16:30 | 505 | NL | KANBAN | 50000030-05 | 50000030-05 | ASSY, JUICEBOX, BASE CONFIG, SHORT FIXED ON BREAKER, W/O BATTERIES, -48V, IKEA | XBKNBC | PALLET | 45 | 2 | 90 | 50000030-05 | PALLET | 45 | 2 | 90
2015-04-17 16:30 | 496 | NL | KANBAN | 50000091-04 | 50000091-04 | ASSY, JUICEBOX, BASE CONFIG, W/O BATTERIES, SHORT FIXED ON BREAKER, +48V, IKEA 2.0 | XBKNBC | PALLET | 45 | 8 | 360 | 50000091-04 | PALLET | 45 | 8 | 360
2015-04-17 16:30 | 431 | NL | KANBAN | 900639 | 900639 | BATTERY, 12V, VALVE REGULATED RECHARGABLE. | XBKNBC | PALLET | 288 | 7 | 2016 | 900639 | PALLET | 288 | 7 | 2016
2015-04-17 16:30 | 550 | NL | KANBAN | 900831 | 900831 | RAIL, HARD DRIVE, PLASTIC | XBKNBA | BOX | 2000 | 4 | 8000 | 900831 | BOX | 2000 | 4 | 8000
2015-04-17 16:30 | 542 | SG | KANBAN | 06092324 | 06092324 | SHEET METAL, TRAY, BATTERY BOX ENCLOSURE, PACK12-24 | XBKNBA | PALLET | 198 | 5 | 990 | 06092324 | PALLET | 198 | 5 | 990
2015-04-17 16:30 | 539 | SG | KANBAN | 06092701 | 06092701 | CABLE, HARNESS, PSU BATTERY BOX, PACK-12, ROID | XBKNBA | BOX | 100 | 5 | 500 | 06092701 | BOX | 100 | 5 | 500
2015-04-17 16:30 | 540 | SG | KANBAN | 07009756 | 07009756 | HARNESS, 14AWG, PSU BATTERY BOX, PACK-24, FUSE ASSEMBLY | XBKNBA | BOX | 300 | 2 | 600 | 07009756 | BOX | 300 | 2 | 600
2015-04-17 16:30 | 541 | SG | KANBAN | 07009757 | 07009757 | CABLE, HARNESS, 14AWG, PSU BATTERY BOX, PACK-24, CONNECTOR ASSEMBLY | XBKNBA | BOX | 200 | 3 | 600 | 07009757 | BOX | 200 | 3 | 600
2015-04-17 16:30 | 543 | SG | KANBAN | 07013329 | 07013329 | SHEET METAL, COVER, BATTERY BOX ENCLOSURE, PACK 12-24 | XBKNBA | PALLET | 640 | 2 | 1280 | 07013329 | PALLET | 640 | 2 | 1280
2015-04-17 16:30 | 548 | SG | KANBAN | 07016537 | 07016537 | ASSY, VANILLA. BATTERY BOX, ILLY, PACK-24, CHASSIS AND HARNESSES, WITHOUT BATTERY | XBKNBA | PALLET | 140 | 2 | 280 | 07016537 | PALLET | 140 | 2 | 280
2015-04-17 16:30 | 549 | SG | KANBAN | 07016538 | 07016538 | ASSY, VANILLA BATTERY BOX, ROID, PACK-12, CHASSIS AND HARNESSES, WITHOUT BATTERY | XBKNBA | PALLET | 140 | 2 | 280 | 07016538 | PALLET | 140 | 2 | 280
2015-04-17 16:30 | 568 | SG | KANBAN | 07022142 | 07022142 | CABLE, THERMISTOR SENSOR, PROBE, NTC 10K OHM, CONNECTORIZED, BATTERY BOX, IKEA | XBKNBC | BOX | 500 | 2 | 1000 | 07022142 | BOX | 500 | 2 | 1000
2015-04-17 16:30 | 515 | SG | KANBAN | 07028890 | 07028890 | FAN, 60X15 MM, 4-WIRE, 5" L, W/ TEMP SENSOR, JUICEBOX, IKEA | XBKNBA | BOX | 210 | 4 | 840 | 07028890 | BOX | 210 | 4 | 840
2015-04-17 16:30 | 523 | SG | KANBAN | 07041000-03 | 07041000-03 | SHEET METAL, TRAY, BATTERY BOX, INSEP, IKEA JUICE BOX | XBKNBA | PALLET | 66 | 4 | 264 | 07041000-03 | PALLET | 66 | 4 | 264
2015-04-17 16:30 | 524 | SG | KANBAN | 07041013 | 07041013 | SHEET METAL, COVER, BATTERY BOX, INSEP, IKEA JUICE BOX | XBKNBA | PALLET | 264 | 4 | 1056 | 07041013 | PALLET | 264 | 4 | 1056
2015-04-17 16:30 | 525 | SG | KANBAN | 07042267 | 07042267 | SHEET METAL, FACEPLATE, BATTERY BOX, INSEP, IKEA JUICE BOX | XBKNBA | BOX | 500 | 2 | 1000 | 07042267 | BOX | 500 | 2 | 1000
2015-04-17 16:30 | 526 | SG | KANBAN | 07048666 | 07048666 | SHEET METAL, TRAY,BATTERY BOX, ,INSEP, KEYED, +48V JUICE BOX | XBKNBA | PALLET | 66 | 7 | 462 | 07048666 | PALLET | 66 | 7 | 462
2015-04-17 16:30 | 527 | SG | KANBAN | 07072290 | 07072290 | CIRCUIT BREAKER, SINGLE POLE, 80AMP DC, SHORT DELAY WITH 48VDC, DUAL COIL, AUXILIARY SWITCH, UL 489 LISTED, SHORT FIXED | XBKNBA | BOX | 180 | 4 | 720 | 07072290 | BOX | 180 | 4 | 720
2015-04-17 16:30 | 513 | SG | KANBAN | 14000021-02 | 14000021-02 | BATTERY, 12V, 9AH/20HR, VALVE REGULATED RECHARGEABLE, NON-SPILLABLE, BLUE. | XBKNBA | PALLET | 272 | 2 | 544 | 14000021-02 | PALLET | 272 | 2 | 544
2015-04-17 16:30 | 514 | SG | KANBAN | 14000045-01 | 14000045-01 | BATTERY, 12V, 9AH/20HR, VALVE REGULATED RECHARGEABLE, NON-SPILLABLE, POWERSONIC | XBKNBA | PALLET | 336 | 3 | 1008 | 14000045-01 | PALLET | 336 | 3 | 1008
2015-04-17 16:30 | 522 | SG | KANBAN | 16000137-01 | 16000137-01 | HARNESS, TEMP. SENSOR, MAIN BOARD-TO-BATTERY UNIT, 8 CONDUCTORS, -48V JUICEBOX, IKEA | XBKNBA | BOX | 560 | 2 | 1120 | 16000137-01 | BOX | 560 | 2 | 1120
2015-04-17 16:30 | 516 | SG | KANBAN | 16000138-02 | 16000138-02 | HARNESS, BATTERY-TO-BATTERY INTERCONNECT, 10AWG, QD ENDS, W/ VOLTAGE SENSE WIRES, 24AWG, W/ EXPANDO SLEEVE, -/+48V JUICEBOX, IKEA | XBKNBA | BOX | 150 | 5 | 750 | 16000138-02 | BOX | 150 | 5 | 750
2015-04-17 16:30 | 517 | SG | KANBAN | 16000139-01 | 16000139-01 | HARNESS, 10AWG, POWER, MAIN BOARD-TO-CIRCUIT BREAKER, ONE WIRE, BLACK, -48V JUICEBOX, IKEA | XBKNBA | BOX | 150 | 2 | 300 | 16000139-01 | BOX | 150 | 2 | 300
2015-04-17 16:30 | 518 | SG | KANBAN | 16000140-01 | 16000140-01 | HARNESS, 10AWG, POWER, MAIN BOARD-TO-BATTERY, ONE WIRE, WHITE, QD END-TO-RING LUG, -48V JUICEBOX, IKEA | XBKNBA | BOX | 500 | 2 | 1000 | 16000140-01 | BOX | 500 | 2 | 1000
2015-04-17 16:30 | 519 | SG | KANBAN | 16000141-01 | 16000141-01 | HARNESS, CIRCUIT BREAKER CONTROL, TWO WIRE COMBO, 2-PIN CONNECTOR TO QD ENDS, -48V JUICEBOX, IKEA | XBKNBA | BOX | 400 | 2 | 800 | 16000141-01 | BOX | 400 | 2 | 800
2015-04-17 16:30 | 591 | SG | KANBAN | 16000142-01 | 16000142-01 | CABLE, 4-WIRE, BUSBAR, INTERCONNECT, GREEN/RED/BLACK, -48V JUICEBOX, IKEA | XBKNBA | BOX | 100 | 3 | 300 | 16000142-01 | BOX | 100 | 3 | 300
2015-04-17 16:30 | 520 | SG | KANBAN | 16000194-01 | 16000194-01 | CABLE,1-WIRE,BUSBAR INTERCONNECT,GREEN/RED/BLACK,+48V JUICEBOX,IKEA | XBKNBA | BOX | 100 | 4 | 400 | 16000194-01 | BOX | 100 | 4 | 400
2015-04-17 16:30 | 521 | SG | KANBAN | 16000196-03 | 16000196-03 | HARNESS, CIRCUIT BREAKER POWER & CONTROL, FIVE WIRE COMBO, W/ EXPANDO SLEEVE, +48V JUICEBOX, IKEA | XBKNBA | BOX | 400 | 2 | 800 | 16000196-03 | BOX | 400 | 2 | 800
2015-04-17 16:30 | 511 | SG | KANBAN | 42000003-08 | 42000003-08 | ASSY, PCBA, JUICEBOX, -48V, IKEA | XBKNBA | BOX | 20 | 12 | 240 | 42000003-08 | BOX | 20 | 12 | 240
2015-04-17 16:30 | 512 | SG | KANBAN | 42000295-03 | 42000295-03 | ASSY, PCBA, JUICEBOX, +48V, IKEA | XBKNBA | BOX | 20 | 20 | 400 | 42000295-03 | BOX | 20 | 20 | 400
2015-04-17 16:30 | 538 | SG | KANBAN | 900639 | 900639 | BATTERY, 12V, VALVE REGULATED RECHARGABLE. | XBKNBA | PALLET | 288 | 5 | 1440 | 900639 | PALLET | 288 | 5 | 1440

## Replenishment List
UpdateDate | MasterID | SiteCode | OrderType | PartNum | DisplayPN | PartDesc | SetQty | CurrentMOQ | Upload New MOQ
2015-04-17 16:30 | 400 | AT | KANBAN | 06092324 | 06092324 | SHEET METAL, TRAY, BATTERY BOX ENCLOSURE, PACK12-24 | 3564 | 792 | 792
2015-04-17 16:30 | 399 | AT | KANBAN | 06092701 | 06092701 | CABLE, HARNESS, PSU BATTERY BOX, PACK-12, ROID | 2400 | 1000 | 1000
2015-04-17 16:30 | 390 | AT | KANBAN | 07002562 | 07002562 | GUARD, FAN, WIRE FORM, 60MM, METAL | 8000 | 2000 | 2000
2015-04-17 16:30 | 893 | AT | KANBAN | 07003075 | 07003075 | CABLE, DISK DATA, 36 PIN, I-PASS,VERT-VERT, 30 AWG, UNIVERSAL-KEYED, 300MM | 4200 | 1500 | 1500
2015-04-17 16:30 | 558 | AT | KANBAN | 07007267 | 07007267 | FAN GUARD, 80MM, METAL | 4000 | 2100 | 2100
2015-04-17 16:30 | 397 | AT | KANBAN | 07009756 | 07009756 | HARNESS, 14AWG, PSU BATTERY BOX, PACK-24, FUSE ASSEMBLY | 3600 | 1800 | 1800
2015-04-17 16:30 | 398 | AT | KANBAN | 07009757 | 07009757 | CABLE, HARNESS, 14AWG, PSU BATTERY BOX, PACK-24, CONNECTOR ASSEMBLY | 3600 | 1800 | 1800
2015-04-17 16:30 | 904 | AT | KANBAN | 07010943 | 07010943 | BRACKET, ASSY, PCIE, IKARIA & IBIS | 20000 | 10000 | 10000
2015-04-17 16:30 | 894 | AT | KANBAN | 07013306 | 07013306 | CABLE, HARNESS DISK, 22-PIN SATA COMBO, 4-PIN POWER, 7-PIN SATA, FEMALE-MALE, 110MM | 19200 | 9600 | 9600
2015-04-17 16:30 | 401 | AT | KANBAN | 07013329 | 07013329 | SHEET METAL, COVER, BATTERY BOX ENCLOSURE, PACK 12-24 | 3840 | 1920 | 1920
2015-04-17 16:30 | 395 | AT | KANBAN | 07016537 | 07016537 | ASSY, VANILLA. BATTERY BOX, ILLY, PACK-24, CHASSIS AND HARNESSES, WITHOUT BATTERY | 1400 | 700 | 700
2015-04-17 16:30 | 396 | AT | KANBAN | 07016538 | 07016538 | ASSY, VANILLA BATTERY BOX, ROID, PACK-12, CHASSIS AND HARNESSES, WITHOUT BATTERY | 1400 | 700 | 700
2015-04-17 16:30 | 2329 | AT | KANBAN | 07021380 | 07021380 | ASSY, BUSBAR, 6 BATTERY CAPACITY, IKEA | 192 | 72 | 72
2015-04-17 16:30 | 408 | AT | KANBAN | 07022142 | 07022142 | CABLE, THERMISTOR SENSOR, PROBE, NTC 10K OHM, CONNECTORIZED, BATTERY BOX, IKEA | 40000 | 20000 | 20000
2015-04-17 16:30 | 582 | AT | KANBAN | 07022341 | 07022341 | FAN, 60X60X25MM, 12VDC, 4-WIRE, W/CONNECTOR, 6.5", ROHS | 720 | 360 | 360
2015-04-17 16:30 | 407 | AT | KANBAN | 07028890 | 07028890 | FAN, 60X15 MM, 4-WIRE, 5" L, W/ TEMP SENSOR, JUICEBOX, IKEA | 8400 | 2520 | 2520
2015-04-17 16:30 | 917 | AT | KANBAN | 07034303 | 07034303 | PANEL, FILLER, AIRGATE2 TRAY, DOUBLE LOCK, HT, ARACHNA/IBIS | 1440 | 720 | 720
2015-04-17 16:30 | 391 | AT | KANBAN | 07036749 | 07036749 | ASSY, CARRIER, HARDTOOL, SC21 UNIVERSAL | 52992 | 11520 | 11520
2015-04-17 16:30 | 392 | AT | KANBAN | 07036764 | 07036764 | ISOLATOR, FLEXIBLE, DUPONT 54G15, HARDTOOL, LOGGERHEAD | 480000 | 120000 | 120000
2015-04-17 16:30 | 417 | AT | KANBAN | 07041000-03 | 07041000-03 | SHEET METAL, TRAY, BATTERY BOX, INSEP, IKEA JUICE BOX | 924 | 462 | 462
2015-04-17 16:30 | 419 | AT | KANBAN | 07041013 | 07041013 | SHEET METAL, COVER, BATTERY BOX, INSEP, IKEA JUICE BOX | 8976 | 1320 | 1320
2015-04-17 16:30 | 418 | AT | KANBAN | 07042267 | 07042267 | SHEET METAL, FACEPLATE, BATTERY BOX, INSEP, IKEA JUICE BOX | 9000 | 3000 | 3000
2015-04-17 16:30 | 573 | AT | KANBAN | 07042369 | 07042369 | TLA EXTENDER DEVICE SHELF, IKEA | 100 | 50 | 50
2015-04-17 16:30 | 589 | AT | KANBAN | 07043336 | 07043336 | ASSY, BUSBAR, BAT, 240A, IKEA | 180 | 120 | 120
2015-04-17 16:30 | 2349 | AT | KANBAN | 07044842 | 07044842 | ASSY, BUSBAR, SYSTEM, IKEA | 180 | 90 | 90
2015-04-17 16:30 | 590 | AT | KANBAN | 07047163-02 | 07047163-02 | ASSY, SHELF,BAT ,INSEP, 240A, IKEA | 180 | 90 | 90
2015-04-17 16:30 | 435 | AT | KANBAN | 07048077 | 07048077 | FAN, 60X60X25MM, 12VDC, 4-WIRE, HIGH SPEED, 6.5", TWISTED, ROHS | 34560 | 4320 | 4320
2015-04-17 16:30 | 436 | AT | KANBAN | 07048132 | 07048132 | FAN, 40X40X28MM, 20000 RPM, 12 VDC, OPERATING VOLTAGE RANGE 5.5 - 13.2 VDC, 0.65A, 7.80 WATT, PLASTIC IMPELLER/FRAME, MM SERIES, ROHS | 4608 | 2304 | 2304
2015-04-17 16:30 | 462 | AT | KANBAN | 07048666 | 07048666 | SHEET METAL, TRAY,BATTERY BOX, ,INSEP, KEYED, +48V JUICE BOX | 7920 | 990 | 990
2015-04-17 16:30 | 2330 | AT | KANBAN | 07050005 | 07050005 | ASSY, BUSBAR, +48V, SYSTEM, IKEA 2.0 | 300 | 60 | 60
2015-04-17 16:30 | 452 | AT | KANBAN | 07050336 | 07050336 | BRACKET, LOAD, CPU | 11520 | 5760 | 5760
2015-04-17 16:30 | 902 | AT | KANBAN | 07050808 | 07050808 | ASSY, ROOF, HDD, IOTA | 9504 | 2376 | 2376
2015-04-17 16:30 | 903 | AT | KANBAN | 07050814 | 07050814 | ASSY, ROOF, SSD, IOTA | 3240 | 1620 | 1620
2015-04-17 16:30 | 445 | AT | KANBAN | 07050822 | 07050822 | BRACKET, FANS, REAR, IOTA | 1248 | 624 | 624
2015-04-17 16:30 | 449 | AT | KANBAN | 07050873 | 07050873 | SKEWER, DOUBLE, PLASTIC, IOTA | 10000 | 5000 | 5000
2015-04-17 16:30 | 571 | AT | KANBAN | 07051501-01 | 07051501-01 | ASSY, SHELF, DEVICE, INSEPARABLE, 4 OR 5 WIDE, CONFIGURABLE | 1200 | 400 | 400
2015-04-17 16:30 | 898 | AT | KANBAN | 07052789 | 07052789 | FILLER, BLANK, MEMORY, NO LEGS, FINGER NOTCHES, BLACK | 20000 | 10000 | 10000
2015-04-17 16:30 | 440 | AT | KANBAN | 07052887 | 07052887 | HARNESS, THERMAL SENSOR, UL1061 28AWG, 4-CONDUCTOR, 3-PIN F TO 5-PIN F, HINGEBACK, 7IN | 16000 | 4000 | 4000
2015-04-17 16:30 | 438 | AT | KANBAN | 07054109 | 07054109 | CABLE, DC POWER, 12V, UL1007, 13-18AWG 3-22AWG WIRES, 16-POS FEMALE-FEMALE CONN, 12 IN, HINGEBACK | 4800 | 2000 | 2000
2015-04-17 16:30 | 572 | AT | KANBAN | 07054167 | 07054167 | WALL, DIVIDER, SHELF, DEVICE, 4 OR 5, CONFIGURABLE | 3600 | 2000 | 2000
2015-04-17 16:30 | 439 | AT | KANBAN | 07054278 | 07054278 | CABLE, DC POWER, 18AWG WIRES, 4-COND, BLACK/YELLOW, 4POS FEMALE TO 6POS FEMALE HOUSING, 5.5IN LENGTH, DINGEBACK | 4000 | 2000 | 2000
2015-04-17 16:30 | 446 | AT | KANBAN | 07055064 | 07055064 | SPRING, LOCK, SHELF, HB | 7000 | 2500 | 2500
2015-04-17 16:30 | 892 | AT | KANBAN | 07055241 | 07055241 | CABLE, DATA, 36 PIN, IPASS, VERT-VERT, 30 AWG, UNIVERSAL, 375MM | 10800 | 5400 | 5400
2015-04-17 16:30 | 450 | AT | KANBAN | 07055443 | 07055443 | ASSY, SKEWER, DOUBLE, SHIPPING, HINDGEBACK | 6720 | 2400 | 2400
2015-04-17 16:30 | 437 | AT | KANBAN | 07058158 | 07058158 | HEATSINK, PASSIVE, AI EXTRUSION, 99.8X58MM, 45.1MM HIGH, GLADDEN CPU HOLE PATTERN, W/ M2 MOUNTING SCREWS | 2016 | 432 | 432
2015-04-17 16:30 | 441 | AT | KANBAN | 07058181 | 07058181 | ASSY, TRAY, BASE, DINGEBACK | 2090 | 440 | 440
2015-04-17 16:30 | 442 | AT | KANBAN | 07058194 | 07058194 | ASSY, ROOF, DINGEBACK | 2304 | 576 | 576
2015-04-17 16:30 | 451 | AT | KANBAN | 07058201 | 07058201 | ASSY, BRACKET, PCBA, HB, DVT2 | 6480 | 2592 | 2592
2015-04-17 16:30 | 447 | AT | KANBAN | 07058207 | 07058207 | ASSY, BRACKET, FAN, HB, DVT2 | 6552 | 3276 | 3276
2015-04-17 16:30 | 900 | AT | KANBAN | 07058745 | 07058745 | ASSY, BRKT, PCIE, SHADOWFAX / PUMA | 12000 | 6000 | 6000
2015-04-17 16:30 | 448 | AT | KANBAN | 07059265 | 07059265 | COVER, MAINTENANCE, HB, DVT2 | 7776 | 1296 | 1296
2015-04-17 16:30 | 443 | AT | KANBAN | 07059804 | 07059804 | ASSY, ROOF, HINGEBACK | 4752 | 2376 | 2376
2015-04-17 16:30 | 444 | AT | KANBAN | 07059812 | 07059812 | ASSY, TRAY, BASE, HINGEBACK, DVT2 | 4400 | 1100 | 1100
2015-04-17 16:30 | 560 | AT | KANBAN | 07067440 | 07067440 | ASSY, BRKT, FANS, HEX MESH, REAR, IXION | 8064 | 4032 | 4032
2015-04-17 16:30 | 421 | AT | KANBAN | 07072290 | 07072290 | CIRCUIT BREAKER, SINGLE POLE, 80AMP DC, SHORT DELAY WITH 48VDC, DUAL COIL, AUXILIARY SWITCH, UL 489 LISTED, SHORT FIXED | 9000 | 2520 | 2520
2015-04-17 16:30 | 567 | AT | KANBAN | 07072454 | 07072454 | KEEPER, HD, SHIPPING, HINGEBACK | 61440 | 7680 | 7680
2015-04-17 16:30 | 561 | AT | KANBAN | 07075927-01 | 07075927-01 | ASSY, TRAY, BASE, IXION | 3276 | 780 | 780
2015-04-17 16:30 | 535 | AT | KANBAN | 07077381 | 07077381 | GUIDE, HDD, W/LOCK, CARRIER | 120000 | 60000 | 60000
2015-04-17 16:30 | 531 | AT | KANBAN | 07077382 | 07077382 | LOCK, HDD, RIGHT, CARRIER | 86400 | 27000 | 27000
2015-04-17 16:30 | 586 | AT | KANBAN | 07077517-01 | 07077517-01 | TRAY, BASE, MACTRUCK, ASSY, MODIFIED | 400 | 200 | 200
2015-04-17 16:30 | 587 | AT | KANBAN | 07077528 | 07077528 | WALL, MIDDLE, ASSY | 420 | 210 | 210
2015-04-17 16:30 | 584 | AT | KANBAN | 07077537 | 07077537 | BAFFLE, TOP, ASSY | 480 | 240 | 240
2015-04-17 16:30 | 530 | AT | KANBAN | 07078634-01 | 07078634-01,07050784 | ASSY, TRAY, BASE, IOTA-MACTRUCK DVT | 1248 | 624 | 624
2015-04-17 16:30 | 466 | AT | KANBAN | 07078661 | 07078661 | CPU, IVYBRIDGE, E5-2696V2, 12C 120W 2.5GHZ BASE, 30MB CACHE 3.1GHZ MAX ALL CORE TURBO, C1 PROD, SPEC: SR19G, PACKAGE FCLGA12A | 2400 | 1200 | 1200
2015-04-17 16:30 | 556 | AT | KANBAN | 07079898 | 07079898 | FAN, 80X80X38MM, 12 VDC, OPERATING VOLTAGE RANGE 7.0 - 13.8 VDC, 1.54A MAX, 18.48W MAX, PLASTIC IMPELLER/FRAME, 4-WIRE, CONNECTOR TERMINATION | 1200 | 600 | 600
2015-04-17 16:30 | 463 | AT | KANBAN | 07080618 | 07080618,07070933 | ASSY, SAYBROOK, IOTA, HFC245FA | 1200 | 600 | 600
2015-04-17 16:30 | 506 | AT | KANBAN | 07080696 | 07080696 | BRACKET W/ HEATSHRINK, CSSD, SECURE, DB | 7680 | 4000 | 4000
2015-04-17 16:30 | 899 | AT | KANBAN | 07082042 | 07082042 | ASSY, BRKT, BACKSIDE, IOTA ONLY, THESEUS QUAD | 10000 | 2000 | 2000
2015-04-17 16:30 | 507 | AT | KANBAN | 07082058 | 07082058,07078503 | HOLDER, CSSD, SECURE, PLASTIC, MODIFIED LATCH | 2432 | 1216 | 1216
2015-04-17 16:30 | 901 | AT | KANBAN | 07082103 | 07082103 | ASSY, BRKT, PCIE, STEGODON, IXION | 14400 | 7200 | 7200
2015-04-17 16:30 | 559 | AT | KANBAN | 07086267-01 | 07086267-01 | BAFFLE, PCIE DIVIDER, RIBBED | 3120 | 1674 | 1674
2015-04-17 16:30 | 905 | AT | KANBAN | 07088369 | 07088369 | BRKT, RETAINER, QSFP, NIC | 19440 | 9720 | 9720
2015-04-17 16:30 | 585 | AT | KANBAN | 07088914 | 07088914 | FOAM, BAFFLE, TRAY, BOTTOM, CUT SIZE 0.5IN X 9.85IN X 0.5IN THICK, 2# ESTER, UL94 HF-1 | 2000 | 1000 | 1000
2015-04-17 16:30 | 588 | AT | KANBAN | 07089615 | 07089615,07078276 | BRACKET, FACEPLATE, MTIC RESPIN, ASSY | 1120 | 560 | 560
2015-04-17 16:30 | 837 | AT | KANBAN | 07091558 | 07091558 | GUIDE, HDD, W/LOCK, 2-PEG, CARRIER, FOR USE W/ 6TB HD | 180000 | 60000 | 60000
2015-04-17 16:30 | 554 | AT | KANBAN | 07097990 | 07097990,07091932 | CPU, HASWELL/DDR3 18C, 145W, 2.3GHZ BASE, 2.8GHZ MAX ALL CORE TURBO, 3.8GHZ MAX SINGLE CORE, 45MB CACHE, C1, SSPEC: SR1XK, MM#935552, FCLGA12A | 6600 | 3300 | 3300
2015-04-17 16:30 | 557 | AT | KANBAN | 07098001 | 07098001,07082149 | ASSY, SAYBROOK, IXION WITH LMZ SKIVED EVAP PLATES | 3600 | 1800 | 1800
2015-04-17 16:30 | 2332 | AT | KANBAN | 07098035 | 07098035 | ASSY, SYSTEM BUSBAR, BLIND MATE, TRIBUTARY | 72 | 24 | 24
2015-04-17 16:30 | 2328 | AT | KANBAN | 07103528 | 07103528 | FAN, 80X80X38MM, 11000 RPM, 12 VDC, OPERATING VOLTAGE RANGE 7.0 - 13.8 VDC, 1.54A MAX, 18.48W MAX, PLASTIC IMPELLER/FRAME, 4-WIRE, CONNECTOR TERMINATION | 800 | 400 | 400
2015-04-17 16:30 | 2471 | AT | KANBAN | 13000057-01 | 13000057-01 | POWER SUPPLY, 750W, ILLY, HS-FAN, KVAR | 1024 | 512 | 512
2015-04-17 16:30 | 405 | AT | KANBAN | 14000021-02 | 14000021-02 | BATTERY, 12V, 9AH/20HR, VALVE REGULATED RECHARGEABLE, NON-SPILLABLE, BLUE. | 2176 | 816 | 816
2015-04-17 16:30 | 406 | AT | KANBAN | 14000045-01 | 14000045-01 | BATTERY, 12V, 9AH/20HR, VALVE REGULATED RECHARGEABLE, NON-SPILLABLE, POWERSONIC | 16128 | 4032 | 4032
2015-04-17 16:30 | 2367 | AT | KANBAN | 14000081-01 | 14000081-01 | BATTERY, 12V, 9AH/20HR, VALVE REGULATED RECHARGEABLE, NON-SPILLABLE, HIGH RATE, RITAR | 5440 | 3360 | 3360
2015-04-17 16:30 | 895 | AT | KANBAN | 16000070-03 | 16000070-03 | CABLE, PCIE X4, MAMMOTH, TUFT-IKARIA-X4, PVT | 3600 | 300 | 300
2015-04-17 16:30 | 409 | AT | KANBAN | 16000137-01 | 16000137-01 | HARNESS, TEMP. SENSOR, MAIN BOARD-TO-BATTERY UNIT, 8 CONDUCTORS, -48V JUICEBOX, IKEA | 8960 | 2625 | 2625
2015-04-17 16:30 | 410 | AT | KANBAN | 16000138-02 | 16000138-02 | HARNESS, BATTERY-TO-BATTERY INTERCONNECT, 10AWG, QD ENDS, W/ VOLTAGE SENSE WIRES, 24AWG, W/ EXPANDO SLEEVE, -/+48V JUICEBOX, IKEA | 9000 | 2400 | 2400
2015-04-17 16:30 | 411 | AT | KANBAN | 16000139-01 | 16000139-01 | HARNESS, 10AWG, POWER, MAIN BOARD-TO-CIRCUIT BREAKER, ONE WIRE, BLACK, -48V JUICEBOX, IKEA | 2400 | 400 | 400
2015-04-17 16:30 | 412 | AT | KANBAN | 16000140-01 | 16000140-01 | HARNESS, 10AWG, POWER, MAIN BOARD-TO-BATTERY, ONE WIRE, WHITE, QD END-TO-RING LUG, -48V JUICEBOX, IKEA | 10000 | 2500 | 2500
2015-04-17 16:30 | 918 | AT | KANBAN | 16000141-01 | 16000141-01 | HARNESS, CIRCUIT BREAKER CONTROL, TWO WIRE COMBO, 2-PIN CONNECTOR TO QD ENDS, -48V JUICEBOX, IKEA | 2400 | 1200 | 1200
2015-04-17 16:30 | 414 | AT | KANBAN | 16000142-01 | 16000142-01 | CABLE, 4-WIRE, BUSBAR, INTERCONNECT, GREEN/RED/BLACK, -48V JUICEBOX, IKEA | 800 | 400 | 400
2015-04-17 16:30 | 891 | AT | KANBAN | 16000166-01 | 16000166-01 | CABLE, 22-PIN COMBO, 30AWG DATA, FFC POWER, VERTICAL SATA TO R/A SAS, MALE-FEMALE, 90MM | 32400 | 7200 | 7200
2015-04-17 16:30 | 2438 | AT | KANBAN | 16000171-02 | 16000171-02 | CABLE, PCIE X8, MAMMOTH, TUFT-IOTA, DVT | 3000 | 1500 | 1500
2015-04-17 16:30 | 393 | AT | KANBAN | 16000189-01 | 16000189-01,07031185 | CABLE, 22-PIN COMBO, 30AWG DATA, FFC POWER, VERTICAL SATA TO R/A SAS, MALE-FEMALE, W/O PULL STRP, 62MM | 60000 | 18600 | 18600
2015-04-17 16:30 | 415 | AT | KANBAN | 16000194-01 | 16000194-01 | CABLE,1-WIRE,BUSBAR INTERCONNECT,GREEN/RED/BLACK,+48V JUICEBOX,IKEA | 8000 | 2000 | 2000
2015-04-17 16:30 | 416 | AT | KANBAN | 16000196-03 | 16000196-03 | HARNESS, CIRCUIT BREAKER POWER & CONTROL, FIVE WIRE COMBO, W/ EXPANDO SLEEVE, +48V JUICEBOX, IKEA | 8400 | 2100 | 2100
2015-04-17 16:30 | 896 | AT | KANBAN | 16000313-02 | 16000313-02 | CABLE, PCIE X8, MAMMOTH/STEGODON, TUFT-PLATINUM-100, IBIS, ROHS | 12000 | 2000 | 2000
2015-04-17 16:30 | 583 | AT | KANBAN | 16000443-01 | 16000443-01 | CABLE, SIGNALS, 4 PIN POWER UL1015 10AWG WIRES, 16 PIN SIGNALS UL1061 20AWG WIRES, PADDLE TO MB, WIRES LENGTH 9.5" +/- 0.5", MAC TRUCK | 600 | 300 | 300
2015-04-17 16:30 | 532 | AT | KANBAN | 16000457-01 | 16000457-01 | CABLE, SATA 22-PIN COMBO, 30AWG X 2-PAIR RED DATA, FFC POWER CABLE, MALE-FEMALE, 140MM +/-5MM | 4000 | 1000 | 1000
2015-04-17 16:30 | 890 | AT | KANBAN | 16000481-02 | 16000481-02 | ASSY, CABLE, PCIE X8, STEGODON/MAMMOTH, TUFT-IOTA-100, ROHS | 3000 | 300 | 300
2015-04-17 16:30 | 897 | AT | KANBAN | 16000516-01 | 16000516-01 | CABLE, SATA 22-PIN COMBO, 30AWG X 2-PAIR RED DATA, FFC POWER CABLE, MALE-FEMALE, 285MM +/-5MM | 64800 | 8100 | 8100
2015-04-17 16:30 | 498 | AT | KANBAN | 16000594-01 | 16000594-01 | HARNESS, THERMAL SENSOR, 28AWG WIRES, 8-CONDUCTOR, 1X10-P FEMALE TO 2X5-P FEMALE CONNECTORS, IOTA SAYBROOK | 2400 | 1200 | 1200
2015-04-17 16:30 | 403 | AT | KANBAN | 42000003-08 | 42000003-08 | ASSY, PCBA, JUICEBOX, -48V, IKEA | 800 | 400 | 400
2015-04-17 16:30 | 433 | AT | KANBAN | 42000101-01 | 42000101-01 | ASSY, PCBA, 0.800" X 0.357", TEMP SENSOR | 8000 | 3600 | 3600
2015-04-17 16:30 | 394 | AT | KANBAN | 42000173-01 | 42000173-01 | ASSY, PCBA, T2B, 1.5" X .35" TEMP SENSOR, KOOLAID, ROHS | 11200 | 3600 | 3600
2015-04-17 16:30 | 461 | AT | KANBAN | 42000262-04 | 42000262-04,42000262-03 | ASSY, PCBA, ENVIRONMENTAL CONTROLLER, LUFTIG, F/W 0.1.72 | 7200 | 3120 | 3120
2015-04-17 16:30 | 569 | AT | KANBAN | 42000271-02 | 42000271-02 | ASSY, PCBA, PDB, 4-WIDE, 3-NET, IKEA | 960 | 240 | 240
2015-04-17 16:30 | 570 | AT | KANBAN | 42000291-02 | 42000291-02 | ASSY, PCBA, PDB, 5-WIDE, 3-NET, IKEA | 960 | 240 | 240
2015-04-17 16:30 | 404 | AT | KANBAN | 42000295-03 | 42000295-03 | ASSY, PCBA, JUICEBOX, +48V, IKEA | 9600 | 2400 | 2400
2015-04-17 16:30 | 536 | AT | KANBAN | 42000307-05 | 42000307-05,42000307-04 | ASSY, PCI/PCBA, HINGEBACK W/ FAN SUPPORT | 6400 | 2240 | 2240
2015-04-17 16:30 | 528 | AT | KANBAN | 42000333-05 | 42000333-05,42000333-04 | ASSY, PCBA, BLUEDRAGON, SANDYBRIDGE GLADDEN 2.0GHZ, BIOS 1.0.10 | 2880 | 720 | 720
2015-04-17 16:30 | 576 | AT | KANBAN | 42000481-02 | 42000481-02 | ASSY, PCBA, INTERFACE CARD, MAC TRUCK DVT | 400 | 200 | 200
2015-04-17 16:30 | 2483 | AT | KANBAN | 42000482-04 | 42000482-04 | ASSY, PCBA, LTC FUSE PADDLE, WITH TEMP SENSOR, MACTRUCK | 200 | 100 | 100
2015-04-17 16:30 | 2333 | AT | KANBAN | 42000495-12 | 42000495-12, 42000495-11,42000495-10,42000495-09 | MOTHERBOARD, PCBA, IXION, MP, W/O BIOS 1.30.0 OR LATER, EC 1.10.10 OR LATER, ROHS | 3360 | 756 | 756
2015-04-17 16:30 | 553 | AT | KANBAN | 42000497-03 | 42000497-03,42000308-07 | ASSY, PCBA, DONATELLO2, PVT | 7680 | 2400 | 2400
2015-04-17 16:30 | 545 | AT | KANBAN | 42000582-02 | 42000582-02,42000582-01,42000405-03 | MOTHERBOARD, PCBA, IOTA SNB & IVB, MOTA-SL, FAB5, W/ PATSBURG HS, COMMON MOBO, BIOS 0.9.2, NO SMBUS J24 | 1344 | 672 | 672
2015-04-17 16:30 | 578 | AT | KANBAN | 42000675-01 | 42000675-01 | ASSY, PCBA, MAIN BOARD, FAB 4, W/ ERICSSON BRICK, HEATSINK PREINSTALLED, MACTRUCK | 480 | 120 | 120
2015-04-17 16:30 | 580 | AT | KANBAN | 42000714-02 | 42000714-02 | ASSY, PCBA, FUSE PADDLE, W/ TEMP SENSOR, IKEA 2.0, RHESUS | 200 | 100 | 100
2015-04-17 16:30 | 581 | AT | KANBAN | 42000769-01 | 42000769-01 | ASSY, PCBA, MAIN BOARD, FAB 4, W/ DELTA BRICK, HEATSINK PREINSTALLED, MACTRUCK | 240 | 105 | 105
2015-04-17 16:30 | 465 | AT | KANBAN | 50000030-05 | 50000030-05 | ASSY, JUICEBOX, BASE CONFIG, SHORT FIXED ON BREAKER, W/O BATTERIES, -48V, IKEA | 540 | 225 | 225
2015-04-17 16:30 | 464 | AT | KANBAN | 50000091-04 | 50000091-04 | ASSY, JUICEBOX, BASE CONFIG, W/O BATTERIES, SHORT FIXED ON BREAKER, +48V, IKEA 2.0 | 3600 | 900 | 900
2015-04-17 16:30 | 420 | AT | KANBAN | 900639 | 900639 | BATTERY, 12V, VALVE REGULATED RECHARGABLE. | 4032 | 2016 | 2016
2015-04-17 16:30 | 796 | AT | KANBAN | 900831 | 900831 | RAIL, HARD DRIVE, PLASTIC | 40000 | 20000 | 20000
2015-04-17 16:30 | 753 | AT | REPLENISH | 07022587 | 07022587 | ASSY, VANILLA BATTERY BOX, 14AWG-HARNESS, WATCHTOWER NETWORK SWITCH, CHASSIS AND HARNESSES, WITHOUT BATTERY | 90 | 45 | 45
2015-04-17 16:30 | 2463 | AT | REPLENISH | 07025376 | 07025376 | ASSY, TRAY, BASE CONFIG, IKARIA WESTMERE (REV1B), W/O NETWORK CARD | 300 | 120 | 120
2015-04-17 16:30 | 887 | AT | REPLENISH | 07042853 | 07042853 | BUSBAR, LUNA, W/ 10-32 STUDS, JUPITER | 128 | 64 | 64
2015-04-17 16:30 | 771 | AT | REPLENISH | 07043917 | 07043917 | ASSY, POWER STRIP,30A, 30 OUTLETS, NEMA L6-30P PLUG, METRON VERSION 2, FOGILIUM | 100 | 24 | 24
2015-04-17 16:30 | 772 | AT | REPLENISH | 07043936 | 07043936 | ASSY, POWER STRIP,32A, 30 OUTLETS, IEC60309 PLUG, METRON VERSION 2, FOGILIUM | 20 | 10 | 10
2015-04-17 16:30 | 2374 | AT | REPLENISH | 07045104 | 07045104 | POWER STRIP, FOGILIUM, 30A, 30 OUTLETS, METRON VERSION 2, NEMA L6-30P PLUG WITH BRKT | 100 | 24 | 24
2015-04-17 16:30 | 752 | AT | REPLENISH | 07050447 | 07050447 | ASSY, BATTERY BOX, 14AWG-HARNESS, CHASSIS AND HARNESSES, W/O BATTERY, SATURN | 90 | 45 | 45
2015-04-17 16:30 | 802 | AT | REPLENISH | 07085982 | 07085982 | WIRING DUCT, SLOTTED, 3" X 3", COVER INCLUDED, GRAY, 2M LONG | 36 | 18 | 18
2015-04-17 16:30 | 780 | AT | REPLENISH | 50000117-04 | 50000117-04,50000117-03,50000117-02 | ASSY, RACK, MECHANICAL BASE CONFIGURATION, IKEA 2.0 | 54 | 18 | 18
2015-04-17 16:30 | 2372 | AT | REPLENISH | 50000147-01 | 50000147-01 | ASSY, RACK, MECHANICAL COLO BASE CONFIGURATION, NON EMI, IKEA 2.0 | 12 | 4 | 4
2015-04-17 16:30 | 800 | AT | REPLENISH | 50000230-01 | 50000230-01 | ASSY, RACK, MECHANICAL BASE CONFIGURATION, MT CLOUD CAPABLE, IKEA 2.0 | 12 | 12 | 12
2015-04-17 16:30 | 2373 | AT | REPLENISH | 50000251-01 | 50000251-01 | ASSY, CONJOINED RACK, MECHANICAL BASE CONFIGURATION, MIDDLE BLOCK, BETELGEUSE 8, JUPITER X, IKEA SLIM | 12 | 4 | 4
2015-04-17 16:30 | 747 | AT | REPLENISH | 72001050-02 | 72001050-02 | ASSY, POWER FILTER MODULE, 4 X IEC320 C20 INPUT, 1 X 10P CONNECTOR OUTPUT, IKEA COLO, PVT | 240 | 40 | 40
2015-04-17 16:30 | 744 | AT | REPLENISH | 72001270-05 | 72001270-05 | ASSY, RMU 2.0, BLUE DRAGON, 1X28GB-CSSD SECURE CASE, 1X4GB MEM, 1X1GIGE, IKEA 2.0, BSMI | 360 | 40 | 40
2015-04-17 16:30 | 746 | AT | REPLENISH | 72001330-05 | 72001330-05,72001330-04 | ASSY, RMU 2.0, BLUE DRAGON, 1X28GB-CSSD SECURE CASE, 1X4GB MEM, 2X1GIGE, IKEA 1.0, PVT | 240 | 40 | 40
2015-04-17 16:30 | 749 | AT | REPLENISH | 72002171-03 | 72002171-03 | ASSY, AC SERVICE OUTLET AND DC POWER DISTRIBUTION BOX, 2 X IEC320 C13 OUTLET, IKEA-SLIM | 240 | 40 | 40
2015-04-17 16:30 | 826 | AT | REPLENISH | 72002630-01 | 72002630-01 | ASSY, DC POWER DISTRIBUTION BOX, 4X 8A OUTPUT, 2X 20A OUTPUT, 8 INCH SLOT, IKEA-SLIM, STARGATE | 240 | 40 | 40
2015-04-17 16:30 | 773 | AT | REPLENISH | 72002750-01 | 72002750-01 | ASSY, POWER FILTER MODULE, 8 X IEC320 C20 INPUT, 2 X 10P CONNECTOR OUTPUT, IKEA SLIM, SATELLITE, DVT | 240 | 40 | 40
2015-04-17 16:30 | 807 | AT | REPLENISH | 72002790-01 | 72007290-01 | ASSY, RMU 2.0, BLUE DRAGON, 1X28GB-CSSD SECURE CASE, 1X4GB MEM, 2X10GIGE PUMA, IKEA 2.0 | 240 | 40 | 40
2015-04-17 16:30 | 748 | AT | REPLENISH | 72003090-01 | 72003090-01 | ASSY, POWER FILTER MODULE, 4 X IEC320 C20 INPUT, 1 X 10P CONNECTOR OUTPUT, NO CIRCUIT BREAKER, IKEA COLO, PVT | 240 | 40 | 40
2015-04-17 16:30 | 808 | AT | REPLENISH | 72003904-01 | 72003904-01 | ASSY, RMU 2.0, BLUE DRAGON, 1X28GB-CSSD SECURE CASE, 1X4GB MEM, 2X10GE SABERTOOTH-10, IKEA 2.0 | 240 | 40 | 40
2015-04-17 16:30 | 721 | AT | REPLENISH | 80000005 | 80000005,07008695 | ASSY, DISK TRAY, SATASQUATCH, BASE CONFIG, 2 PSU COMP, DOLOMITE | 900 | 150 | 150
2015-04-17 16:30 | 738 | AT | REPLENISH | 80000010 | 80000010 | ASSY, TRAY, BASE CONFIG, IKARIA WESTMERE (REV1B), ILLY-KVAR, W/O NETWORK CARD | 3000 | 150 | 150
2015-04-17 16:30 | 2451 | AT | REPLENISH | 80000041 | 80000041 | ASSY, TRAY, BASE CONFIG, IBIS SANDYBRIDGE 2.6GHZ C1, ILLY-KVAR, W/O GENTOO PLUS, FAB8 | 400 | 120 | 120
2015-04-17 16:30 | 797 | AT | REPLENISH | 80000047 | 80000047 | ASSY, FOGETTE/FOGILIUM, DISK TRAY, BASE CONFIG, IS415, LOGGERHEAD W/ UNIVERSAL TRAY | 900 | 150 | 150
2015-04-17 16:30 | 735 | AT | REPLENISH | 80000048 | 80000048, 80000056 | ASSY,TRAY, BASE CONFIG. IBIS, IKEA, SANDYBRIDGE C2, IBC 10P-USB, FAB 8 W/O PCI-E CARD | 120 | 30 | 30
2015-04-17 16:30 | 2371 | AT | REPLENISH | 80000050 | 80000050 | ASSY, TRAY, BASE CONFIG, IBIS SANDYBRIDGE C2, W/O HS & BAFFLES, ILLY-SSF REWORKED, 2X10GE, PLUS, ENG ONLY | 30 | 120 | 120
2015-04-17 16:30 | 737 | AT | REPLENISH | 80000053 | 80000053 | ASSY,TRAY, BASE CONFIG. IBIS SANDYBRIDGE 2.6GHZ C2, ILLY-KVAR, 2X10GE, FAB8 W/C0/C1 PB, W/O NETWORK CARD | 900 | 150 | 150
2015-04-17 16:30 | 736 | AT | REPLENISH | 80000055 | 80000055 | ASSY, TRAY, BASE CONFIG, IKARIA WESTMERE-PLUS (REV1B), LLLY-KVAR, BIOS 1.0.6 OR >, W/O NETWORK CARD | 3000 | 150 | 150
2015-04-17 16:30 | 2452 | AT | REPLENISH | 80000085 | 80000085 | ASSY, TRAY, IKEA 2.0, BASE CONFIG, IOTA SANDYBRIDGE 2.6GHZ C2, W/ VR REAR HS REVF, FAB5 | 400 | 120 | 120
2015-04-17 16:30 | 2280 | AT | REPLENISH | 80000089 | 80000089 | ASSY, TRAY, IKEA 2.0, BASE CONFIG, IOTA IVYBRIDGE 2.5GHZ C1, SAYBROOK, PVT | 800 | 240 | 240
2015-04-17 16:30 | 720 | AT | REPLENISH | 80000096 | 80000096,80000073 | ASSY, IKEA 2.0, DISK TRAY, BASE CONFIGURATION, HINGEBACK, W/ DRIVE LOCK, PVT | 2400 | 400 | 400
2015-04-17 16:30 | 742 | AT | REPLENISH | 80000103 | 80000103 | ASSY, TRAY, IKEA 2.0, BASE CONFIG, IOTA IVYBRIDGE 2.5GHZ C1, SAYBROOK, MAC TRUCK DVT | 400 | 120 | 120
2015-04-17 16:30 | 730 | AT | REPLENISH | 80000112 | 80000112,80000105 | ASSY, TRAY MT COMPATIBLE, IKEA 2.0, BASE CONFIG, IOTA IVYBRIDGE 2.5GHZ C1, SAYBROOK, W-DRIVE LOCK, MINIMAL SHIPPABLE BIOS 0.9.2 | 1600 | 400 | 400
2015-04-17 16:30 | 729 | AT | REPLENISH | 80000114 | 80000114,80000104 | ASSY, TRAY, IKEA, BASE CONFIG, BLUEDRAGON SB-GLADDEN, 2.0GHZ, W/ CSSD BRACKET & DRIVE LOCK, DINGEBACK | 800 | 120 | 120
2015-04-17 16:30 | 728 | AT | REPLENISH | 80000115 | 80000115 | ASSY, TRAY, IKEA 2.0, BASE CONFIG, IOTA SANDYBRIDGE 2.6GHZ C2, W/ VR REAR HS REVF, FAB5, W/ DRIVE LOCK | 400 | 120 | 120
2015-04-17 16:30 | 821 | AT | REPLENISH | 80000132 | 80000132 | ASSY, TRAY, BASE CONFIG, 2U HEIGHT, FAB4 MAIN BOARD, HIGHPOWER PADDLE BOARD, 1XMTIC, MACTRUCK, PVT2 | 800 | 150 | 150
2015-04-17 16:30 | 2454 | AT | REPLENISH | 80000133 | 80000133 | ASSY, TRAY, DISK ERASE, 8-HDD SLOT AVAILABLE, ATLAS 1.5, DVT | 240 | 120 | 120
2015-04-17 16:30 | 825 | AT | REPLENISH | 80000134 | 80000134 | ASSY, TRAY, BASE CONFIG, IBIS SANDYBRIDGE 2.6GHZ C2, ILLY-KVAR, FAB8 W/ C0/C1 PB, W/O NETWORK CARD, ATLAS 1.5 DISK-ERASE | 1200 | 120 | 120
2015-04-17 16:30 | 723 | AT | REPLENISH | 80000139 | 80000139 | ASSY, TRAY, IKEA 2.0, BASE CONFIG, IXION HASWELL 2.3GHZ C1, W/-09 MOBO OR GREATER | 2000 | 420 | 420
2015-04-17 16:30 | 2453 | AT | REPLENISH | 80000141 | 80000141 | ASSY, TRAY, BASE CONFIG, 2U HEIGHT, FAB4 DELTA BRICK MAIN BOARD, HIGHPOWER PADDLE BOARD, 1XMTIC, MACTRUCK | 400 | 120 | 120
2015-04-17 16:30 | 2368 | AT | REPLENISH | 80000142 | 80000142 | ASSY, TRAY, BASE CONFIG, IBIS IVB, W/O HS & BAFFLES, REWORKED ILLY, 2X10GE PLUS, FOR DDR3-1600 DIMM TESTING ONLY | 800 | 120 | 120
2015-04-17 16:30 | 822 | AT | REPLENISH | 80000146 | 80000146 | ASSY, TRAY, BASE CONFIG, 2U HEIGHT, FAB4 ERICSSON BRICK MAIN BOARD W/ STACKED FANS, HIGHPOWER PADDLE BOARD, 1XMTIC, MACTRUCK | 400 | 40 | 40
2015-04-17 16:30 | 2455 | AT | REPLENISH | 80000147 | 80000147 | ASSY, TRAY, IKEA 2.0, BASE CONFIG, IXION HASWELL 2.3GHZ C1, MIN BIOS V1.30.0 ON MOBO | 120 | 40 | 40
2015-04-17 16:30 | 823 | AT | REPLENISH | 80000149 | 80000149 | ASSY, TRAY, BASE CONFIG, 2U HEIGHT, FAB4 ERICSSON BRICK MAIN BOARD W/ 11000 RPM FANS, HIGHPOWER PADDLE BOARD W/ PDBB, 1XMTIC, MACTRUCK, IKEA 3.0 | 400 | 40 | 40
2015-04-17 16:30 | 764 | AT | REPLENISH | 86001704 | 86001704 | ASSY, VANILLA FOGILIUM, 20A, MASTER, NO SWITCH, QSFP CABLES, NO MACHINE, ROHS | 20 | 10 | 10
2015-04-17 16:30 | 782 | AT | REPLENISH | 86002172 | 86002172 | ASSY, FABRIC RACK, BASE CONFIG, MECHANICAL, JUPITER | 10 | 12 | 12
2015-04-17 16:30 | 743 | AT | REPLENISH | 86003295 | 86003295 | ASSY, RACK, CENTILIUM, 30A, SUBASSEMBLY | 54 | 14 | 14
2015-04-17 16:30 | 424 | NL | KANBAN | 06092324 | 06092324 | SHEET METAL, TRAY, BATTERY BOX ENCLOSURE, PACK12-24 | 1584 | 1000 | 1000
2015-04-17 16:30 | 425 | NL | KANBAN | 06092701 | 06092701 | CABLE, HARNESS, PSU BATTERY BOX, PACK-12, ROID | 600 | 600 | 600
2015-04-17 16:30 | 422 | NL | KANBAN | 07002562 | 07002562 | GUARD, FAN, WIRE FORM, 60MM, METAL | 2000 | 4000 | 4000
2015-04-17 16:30 | 919 | NL | KANBAN | 07003075 | 07003075 | CABLE, DISK DATA, 36 PIN, I-PASS,VERT-VERT, 30 AWG, UNIVERSAL-KEYED, 300MM | 900 | 1500 | 1500
2015-04-17 16:30 | 426 | NL | KANBAN | 07009756 | 07009756 | HARNESS, 14AWG, PSU BATTERY BOX, PACK-24, FUSE ASSEMBLY | 900 | 900 | 900
2015-04-17 16:30 | 427 | NL | KANBAN | 07009757 | 07009757 | CABLE, HARNESS, 14AWG, PSU BATTERY BOX, PACK-24, CONNECTOR ASSEMBLY | 800 | 1000 | 1000
2015-04-17 16:30 | 920 | NL | KANBAN | 07010943 | 07010943 | BRACKET, ASSY, PCIE, IKARIA & IBIS | 4000 | 4000 | 4000
2015-04-17 16:30 | 921 | NL | KANBAN | 07013306 | 07013306 | CABLE, HARNESS DISK, 22-PIN SATA COMBO, 4-PIN POWER, 7-PIN SATA, FEMALE-MALE, 110MM | 4800 | 3200 | 3200
2015-04-17 16:30 | 428 | NL | KANBAN | 07013329 | 07013329 | SHEET METAL, COVER, BATTERY BOX ENCLOSURE, PACK 12-24 | 1920 | 640 | 640
2015-04-17 16:30 | 429 | NL | KANBAN | 07016537 | 07016537 | ASSY, VANILLA. BATTERY BOX, ILLY, PACK-24, CHASSIS AND HARNESSES, WITHOUT BATTERY | 720 | 1080 | 1080
2015-04-17 16:30 | 430 | NL | KANBAN | 07016538 | 07016538 | ASSY, VANILLA BATTERY BOX, ROID, PACK-12, CHASSIS AND HARNESSES, WITHOUT BATTERY | 720 | 720 | 720
2015-04-17 16:30 | 479 | NL | KANBAN | 07022142 | 07022142 | CABLE, THERMISTOR SENSOR, PROBE, NTC 10K OHM, CONNECTORIZED, BATTERY BOX, IKEA | 1500 | 4000 | 4000
2015-04-17 16:30 | 470 | NL | KANBAN | 07028890 | 07028890 | FAN, 60X15 MM, 4-WIRE, 5" L, W/ TEMP SENSOR, JUICEBOX, IKEA | 1050 | 1050 | 1050
2015-04-17 16:30 | 935 | NL | KANBAN | 07034303 | 07034303 | PANEL, FILLER, AIRGATE2 TRAY, DOUBLE LOCK, HT, ARACHNA/IBIS | 720 | 720 | 720
2015-04-17 16:30 | 454 | NL | KANBAN | 07036749 | 07036749 | ASSY, CARRIER, HARDTOOL, SC21 UNIVERSAL | 14976 | 11520 | 11520
2015-04-17 16:30 | 497 | NL | KANBAN | 07036764 | 07036764 | ISOLATOR, FLEXIBLE, DUPONT 54G15, HARDTOOL, LOGGERHEAD | 60000 | 96000 | 96000
2015-04-17 16:30 | 508 | NL | KANBAN | 07041000-03 | 07041000-03 | SHEET METAL, TRAY, BATTERY BOX, INSEP, IKEA JUICE BOX | 198 | 66 | 66
2015-04-17 16:30 | 486 | NL | KANBAN | 07041013 | 07041013 | SHEET METAL, COVER, BATTERY BOX, INSEP, IKEA JUICE BOX | 1056 | 528 | 528
2015-04-17 16:30 | 487 | NL | KANBAN | 07042267 | 07042267 | SHEET METAL, FACEPLATE, BATTERY BOX, INSEP, IKEA JUICE BOX | 1000 | 500 | 500
2015-04-17 16:30 | 814 | NL | KANBAN | 07042369 | 07042369 | TLA EXTENDER DEVICE SHELF, IKEA | 50 | 50 | 50
2015-04-17 16:30 | 813 | NL | KANBAN | 07043336 | 07043336 | ASSY, BUSBAR, BAT, 240A, IKEA | 42 | 180 | 180
2015-04-17 16:30 | 815 | NL | KANBAN | 07047163-02 | 07047163-02 | ASSY, SHELF,BAT ,INSEP, 240A, IKEA | 40 | 100 | 100
2015-04-17 16:30 | 455 | NL | KANBAN | 07048077 | 07048077 | FAN, 60X60X25MM, 12VDC, 4-WIRE, HIGH SPEED, 6.5", TWISTED, ROHS | 4704 | 8820 | 8820
2015-04-17 16:30 | 456 | NL | KANBAN | 07048132 | 07048132 | FAN, 40X40X28MM, 20000 RPM, 12 VDC, OPERATING VOLTAGE RANGE 5.5 - 13.2 VDC, 0.65A, 7.80 WATT, PLASTIC IMPELLER/FRAME, MM SERIES, ROHS | 1152 | 1920 | 1920
2015-04-17 16:30 | 488 | NL | KANBAN | 07048666 | 07048666 | SHEET METAL, TRAY,BATTERY BOX, ,INSEP, KEYED, +48V JUICE BOX | 858 | 528 | 528
2015-04-17 16:30 | 489 | NL | KANBAN | 07050336 | 07050336 | BRACKET, LOAD, CPU | 2280 | 5760 | 5760
2015-04-17 16:30 | 922 | NL | KANBAN | 07050808 | 07050808 | ASSY, ROOF, HDD, IOTA | 616 | 2772 | 2772
2015-04-17 16:30 | 923 | NL | KANBAN | 07050814 | 07050814 | ASSY, ROOF, SSD, IOTA | 486 | 486 | 486
2015-04-17 16:30 | 457 | NL | KANBAN | 07050822 | 07050822 | BRACKET, FANS, REAR, IOTA | 192 | 192 | 192
2015-04-17 16:30 | 552 | NL | KANBAN | 07050873 | 07050873 | SKEWER, DOUBLE, PLASTIC, IOTA | 3000 | 5000 | 5000
2015-04-17 16:30 | 816 | NL | KANBAN | 07051501-01 | 07051501-01 | ASSY, SHELF, DEVICE, INSEPARABLE, 4 OR 5 WIDE, CONFIGURABLE | 400 | 200 | 200
2015-04-17 16:30 | 924 | NL | KANBAN | 07052789 | 07052789 | FILLER, BLANK, MEMORY, NO LEGS, FINGER NOTCHES, BLACK | 4000 | 2000 | 2000
2015-04-17 16:30 | 480 | NL | KANBAN | 07052887 | 07052887 | HARNESS, THERMAL SENSOR, UL1061 28AWG, 4-CONDUCTOR, 3-PIN F TO 5-PIN F, HINGEBACK, 7IN | 6000 | 6000 | 6000
2015-04-17 16:30 | 477 | NL | KANBAN | 07054109 | 07054109 | CABLE, DC POWER, 12V, UL1007, 13-18AWG 3-22AWG WIRES, 16-POS FEMALE-FEMALE CONN, 12 IN, HINGEBACK | 1920 | 2400 | 2400
2015-04-17 16:30 | 817 | NL | KANBAN | 07054167 | 07054167 | WALL, DIVIDER, SHELF, DEVICE, 4 OR 5, CONFIGURABLE | 1200 | 5760 | 5760
2015-04-17 16:30 | 2103 | NL | KANBAN | 07054278 | 07054278 | CABLE, DC POWER, 18AWG WIRES, 4-COND, BLACK/YELLOW, 4POS FEMALE TO 6POS FEMALE HOUSING, 5.5IN LENGTH, DINGEBACK | 1200 | 2400 | 2400
2015-04-17 16:30 | 490 | NL | KANBAN | 07055064 | 07055064 | SPRING, LOCK, SHELF, HB | 2000 | 5000 | 5000
2015-04-17 16:30 | 925 | NL | KANBAN | 07055241 | 07055241 | CABLE, DATA, 36 PIN, IPASS, VERT-VERT, 30 AWG, UNIVERSAL, 375MM | 600 | 2700 | 2700
2015-04-17 16:30 | 495 | NL | KANBAN | 07055443 | 07055443 | ASSY, SKEWER, DOUBLE, SHIPPING, HINDGEBACK | 1920 | 4430 | 4430
2015-04-17 16:30 | 471 | NL | KANBAN | 07058158 | 07058158 | HEATSINK, PASSIVE, AI EXTRUSION, 99.8X58MM, 45.1MM HIGH, GLADDEN CPU HOLE PATTERN, W/ M2 MOUNTING SCREWS | 816 | 480 | 480
2015-04-17 16:30 | 482 | NL | KANBAN | 07058181 | 07058181 | ASSY, TRAY, BASE, DINGEBACK | 825 | 550 | 550
2015-04-17 16:30 | 914 | NL | KANBAN | 07058194 | 07058194 | ASSY, ROOF, DINGEBACK | 1152 | 1152 | 1152
2015-04-17 16:30 | 491 | NL | KANBAN | 07058201 | 07058201 | ASSY, BRACKET, PCBA, HB, DVT2 | 1944 | 2592 | 2592
2015-04-17 16:30 | 492 | NL | KANBAN | 07058207 | 07058207 | ASSY, BRACKET, FAN, HB, DVT2 | 1872 | 1560 | 1560
2015-04-17 16:30 | 926 | NL | KANBAN | 07058745 | 07058745 | ASSY, BRKT, PCIE, SHADOWFAX / PUMA | 2000 | 6000 | 6000
2015-04-17 16:30 | 493 | NL | KANBAN | 07059265 | 07059265 | COVER, MAINTENANCE, HB, DVT2 | 2592 | 2592 | 2592
2015-04-17 16:30 | 484 | NL | KANBAN | 07059804 | 07059804 | ASSY, ROOF, HINGEBACK | 1188 | 1188 | 1188
2015-04-17 16:30 | 485 | NL | KANBAN | 07059812 | 07059812 | ASSY, TRAY, BASE, HINGEBACK, DVT2 | 1045 | 550 | 550
2015-04-17 16:30 | 565 | NL | KANBAN | 07067440 | 07067440 | ASSY, BRKT, FANS, HEX MESH, REAR, IXION | 1008 | 2016 | 2016
2015-04-17 16:30 | 494 | NL | KANBAN | 07072290 | 07072290 | CIRCUIT BREAKER, SINGLE POLE, 80AMP DC, SHORT DELAY WITH 48VDC, DUAL COIL, AUXILIARY SWITCH, UL 489 LISTED, SHORT FIXED | 1080 | 1080 | 1080
2015-04-17 16:30 | 936 | NL | KANBAN | 07072454 | 07072454 | KEEPER, HD, SHIPPING, HINGEBACK | 6144 | 7680 | 7680
2015-04-17 16:30 | 566 | NL | KANBAN | 07075927-01 | 07075927-01 | ASSY, TRAY, BASE, IXION | 1014 | 390 | 390
2015-04-17 16:30 | 533 | NL | KANBAN | 07077381 | 07077381 | GUIDE, HDD, W/LOCK, CARRIER | 18000 | 24000 | 24000
2015-04-17 16:30 | 537 | NL | KANBAN | 07077382 | 07077382 | LOCK, HDD, RIGHT, CARRIER | 12000 | 36000 | 36000
2015-04-17 16:30 | 529 | NL | KANBAN | 07078634-01 | 07078634-01,07050784 | ASSY, TRAY, BASE, IOTA-MACTRUCK DVT | 117 | 234 | 234
2015-04-17 16:30 | 453 | NL | KANBAN | 07078661 | 07078661 | CPU, IVYBRIDGE, E5-2696V2, 12C 120W 2.5GHZ BASE, 30MB CACHE 3.1GHZ MAX ALL CORE TURBO, C1 PROD, SPEC: SR19G, PACKAGE FCLGA12A | 300 | 300 | 300
2015-04-17 16:30 | 472 | NL | KANBAN | 07080618 | 07080618,07070933 | ASSY, SAYBROOK, IOTA, HFC245FA | 600 | 720 | 720
2015-04-17 16:30 | 509 | NL | KANBAN | 07080696 | 07080696 | BRACKET W/ HEATSHRINK, CSSD, SECURE, DB | 4000 | 1920 | 1920
2015-04-17 16:30 | 927 | NL | KANBAN | 07082042 | 07082042 | ASSY, BRKT, BACKSIDE, IOTA ONLY, THESEUS QUAD | 1000 | 1000 | 1000
2015-04-17 16:30 | 510 | NL | KANBAN | 07082058 | 07082058,07078503 | HOLDER, CSSD, SECURE, PLASTIC, MODIFIED LATCH | 1216 | 1216 | 1216
2015-04-17 16:30 | 928 | NL | KANBAN | 07082103 | 07082103 | ASSY, BRKT, PCIE, STEGODON, IXION | 1600 | 800 | 800
2015-04-17 16:30 | 929 | NL | KANBAN | 07088369 | 07088369 | BRKT, RETAINER, QSFP, NIC | 6480 | 1620 | 1620
2015-04-17 16:30 | 858 | NL | KANBAN | 07091558 | 07091558 | GUIDE, HDD, W/LOCK, 2-PEG, CARRIER, FOR USE W/ 6TB HD | 18000 | 18000 | 18000
2015-04-17 16:30 | 562 | NL | KANBAN | 07097990 | 07097990,07091932 | CPU, HASWELL/DDR3 18C, 145W, 2.3GHZ BASE, 2.8GHZ MAX ALL CORE TURBO, 3.8GHZ MAX SINGLE CORE, 45MB CACHE, C1, SSPEC: SR1XK, MM#935552, FCLGA12A | 2100 | 1500 | 1500
2015-04-17 16:30 | 2102 | NL | KANBAN | 07098001 | 07098001,07082149 | ASSY, SAYBROOK, IXION WITH LMZ SKIVED EVAP PLATES | 600 | 600 | 600
2015-04-17 16:30 | 500 | NL | KANBAN | 14000021-02 | 14000021-02 | BATTERY, 12V, 9AH/20HR, VALVE REGULATED RECHARGEABLE, NON-SPILLABLE, BLUE. | 544 | 544 | 544
2015-04-17 16:30 | 469 | NL | KANBAN | 14000045-01 | 14000045-01 | BATTERY, 12V, 9AH/20HR, VALVE REGULATED RECHARGEABLE, NON-SPILLABLE, POWERSONIC | 2016 | 3360 | 3360
2015-04-17 16:30 | 930 | NL | KANBAN | 16000070-03 | 16000070-03 | CABLE, PCIE X4, MAMMOTH, TUFT-IKARIA-X4, PVT | 200 | 3360 | 3360
2015-04-17 16:30 | 481 | NL | KANBAN | 16000137-01 | 16000137-01 | HARNESS, TEMP. SENSOR, MAIN BOARD-TO-BATTERY UNIT, 8 CONDUCTORS, -48V JUICEBOX, IKEA | 1200 | 1680 | 1680
2015-04-17 16:30 | 473 | NL | KANBAN | 16000138-02 | 16000138-02 | HARNESS, BATTERY-TO-BATTERY INTERCONNECT, 10AWG, QD ENDS, W/ VOLTAGE SENSE WIRES, 24AWG, W/ EXPANDO SLEEVE, -/+48V JUICEBOX, IKEA | 1050 | 1500 | 1500
2015-04-17 16:30 | 501 | NL | KANBAN | 16000139-01 | 16000139-01 | HARNESS, 10AWG, POWER, MAIN BOARD-TO-CIRCUIT BREAKER, ONE WIRE, BLACK, -48V JUICEBOX, IKEA | 600 | 600 | 600
2015-04-17 16:30 | 474 | NL | KANBAN | 16000140-01 | 16000140-01 | HARNESS, 10AWG, POWER, MAIN BOARD-TO-BATTERY, ONE WIRE, WHITE, QD END-TO-RING LUG, -48V JUICEBOX, IKEA | 1000 | 2000 | 2000
2015-04-17 16:30 | 502 | NL | KANBAN | 16000141-01 | 16000141-01 | HARNESS, CIRCUIT BREAKER CONTROL, TWO WIRE COMBO, 2-PIN CONNECTOR TO QD ENDS, -48V JUICEBOX, IKEA | 800 | 1000 | 1000
2015-04-17 16:30 | 503 | NL | KANBAN | 16000142-01 | 16000142-01 | CABLE, 4-WIRE, BUSBAR, INTERCONNECT, GREEN/RED/BLACK, -48V JUICEBOX, IKEA | 200 | 200 | 200
2015-04-17 16:30 | 931 | NL | KANBAN | 16000166-01 | 16000166-01 | CABLE, 22-PIN COMBO, 30AWG DATA, FFC POWER, VERTICAL SATA TO R/A SAS, MALE-FEMALE, 90MM | 6000 | 1800 | 1800
2015-04-17 16:30 | 458 | NL | KANBAN | 16000189-01 | 16000189-01,07031185 | CABLE, 22-PIN COMBO, 30AWG DATA, FFC POWER, VERTICAL SATA TO R/A SAS, MALE-FEMALE, W/O PULL STRP, 62MM | 14400 | 12000 | 12000
2015-04-17 16:30 | 475 | NL | KANBAN | 16000194-01 | 16000194-01 | CABLE,1-WIRE,BUSBAR INTERCONNECT,GREEN/RED/BLACK,+48V JUICEBOX,IKEA | 800 | 1000 | 1000
2015-04-17 16:30 | 476 | NL | KANBAN | 16000196-03 | 16000196-03 | HARNESS, CIRCUIT BREAKER POWER & CONTROL, FIVE WIRE COMBO, W/ EXPANDO SLEEVE, +48V JUICEBOX, IKEA | 900 | 1500 | 1500
2015-04-17 16:30 | 932 | NL | KANBAN | 16000313-02 | 16000313-02 | CABLE, PCIE X8, MAMMOTH/STEGODON, TUFT-PLATINUM-100, IBIS, ROHS | 900 | 300 | 300
2015-04-17 16:30 | 534 | NL | KANBAN | 16000457-01 | 16000457-01 | CABLE, SATA 22-PIN COMBO, 30AWG X 2-PAIR RED DATA, FFC POWER CABLE, MALE-FEMALE, 140MM +/-5MM | 1000 | 1000 | 1000
2015-04-17 16:30 | 933 | NL | KANBAN | 16000481-02 | 16000481-02 | ASSY, CABLE, PCIE X8, STEGODON/MAMMOTH, TUFT-IOTA-100, ROHS | 1500 | 300 | 300
2015-04-17 16:30 | 934 | NL | KANBAN | 16000516-01 | 16000516-01 | CABLE, SATA 22-PIN COMBO, 30AWG X 2-PAIR RED DATA, FFC POWER CABLE, MALE-FEMALE, 285MM +/-5MM | 1500 | 1500 | 1500
2015-04-17 16:30 | 504 | NL | KANBAN | 16000594-01 | 16000594-01 | HARNESS, THERMAL SENSOR, 28AWG WIRES, 8-CONDUCTOR, 1X10-P FEMALE TO 2X5-P FEMALE CONNECTORS, IOTA SAYBROOK | 1200 | 2400 | 2400
2015-04-17 16:30 | 499 | NL | KANBAN | 42000003-08 | 42000003-08 | ASSY, PCBA, JUICEBOX, -48V, IKEA | 200 | 200 | 200
2015-04-17 16:30 | 459 | NL | KANBAN | 42000101-01 | 42000101-01 | ASSY, PCBA, 0.800" X 0.357", TEMP SENSOR | 2000 | 2000 | 2000
2015-04-17 16:30 | 423 | NL | KANBAN | 42000173-01 | 42000173-01 | ASSY, PCBA, T2B, 1.5" X .35" TEMP SENSOR, KOOLAID, ROHS | 2960 | 2000 | 2000
2015-04-17 16:30 | 460 | NL | KANBAN | 42000262-04 | 42000262-04,42000262-03 | ASSY, PCBA, ENVIRONMENTAL CONTROLLER, LUFTIG, F/W 0.1.72 | 1800 | 2160 | 2160
2015-04-17 16:30 | 811 | NL | KANBAN | 42000271-02 | 42000271-02 | ASSY, PCBA, PDB, 4-WIDE, 3-NET, IKEA | 240 | 480 | 480
2015-04-17 16:30 | 812 | NL | KANBAN | 42000291-02 | 42000291-02 | ASSY, PCBA, PDB, 5-WIDE, 3-NET, IKEA | 300 | 480 | 480
2015-04-17 16:30 | 468 | NL | KANBAN | 42000295-03 | 42000295-03 | ASSY, PCBA, JUICEBOX, +48V, IKEA | 800 | 800 | 800
2015-04-17 16:30 | 544 | NL | KANBAN | 42000307-05 | 42000307-05,42000307-04 | ASSY, PCI/PCBA, HINGEBACK W/ FAN SUPPORT | 1920 | 2560 | 2560
2015-04-17 16:30 | 467 | NL | KANBAN | 42000333-05 | 42000333-05,42000333-04 | ASSY, PCBA, BLUEDRAGON, SANDYBRIDGE GLADDEN 2.0GHZ, BIOS 1.0.10 | 1080 | 1080 | 1080
2015-04-17 16:30 | 563 | NL | KANBAN | 42000495-12 | 42000495-12, 42000495-11,42000495-10,42000495-09 | MOTHERBOARD, PCBA, IXION, MP, W/O BIOS 1.30.0 OR LATER, EC 1.10.10 OR LATER, ROHS | 1008 | 420 | 420
2015-04-17 16:30 | 551 | NL | KANBAN | 42000497-03 | 42000497-03,42000308-07 | ASSY, PCBA, DONATELLO2, PVT | 1920 | 2560 | 2560
2015-04-17 16:30 | 547 | NL | KANBAN | 42000582-02 | 42000582-02,42000582-01,42000405-03 | MOTHERBOARD, PCBA, IOTA SNB & IVB, MOTA-SL, FAB5, W/ PATSBURG HS, COMMON MOBO, BIOS 0.9.2, NO SMBUS J24 | 112 | 112 | 112
2015-04-17 16:30 | 505 | NL | KANBAN | 50000030-05 | 50000030-05 | ASSY, JUICEBOX, BASE CONFIG, SHORT FIXED ON BREAKER, W/O BATTERIES, -48V, IKEA | 90 | 90 | 90
2015-04-17 16:30 | 496 | NL | KANBAN | 50000091-04 | 50000091-04 | ASSY, JUICEBOX, BASE CONFIG, W/O BATTERIES, SHORT FIXED ON BREAKER, +48V, IKEA 2.0 | 360 | 360 | 360
2015-04-17 16:30 | 431 | NL | KANBAN | 900639 | 900639 | BATTERY, 12V, VALVE REGULATED RECHARGABLE. | 2016 | 2880 | 2880
2015-04-17 16:30 | 550 | NL | KANBAN | 900831 | 900831 | RAIL, HARD DRIVE, PLASTIC | 8000 | 16000 | 16000
2015-04-17 16:30 | 2389 | NL | REPLENISH | 07017111 | 07017111 | HARD DRIVE, 2TB, 7200 RPM, 32MB CACHE, SERIAL ATA, FULL DISK ENCRYPTION, JUPITER-K, HITACHI | 2400 | 2400 | 2400
2015-04-17 16:30 | 859 | NL | REPLENISH | 07021380 | 07021380 | ASSY, BUSBAR, 6 BATTERY CAPACITY, IKEA | 24 | 24 | 24
2015-04-17 16:30 | 877 | NL | REPLENISH | 07029991 | 07029991 | ASSY, SHELF, 4 X RECTIFIER, IKEA 3-WIDE | 28 | 28 | 28
2015-04-17 16:30 | 2400 | NL | REPLENISH | 07042324 | 07042324 | MEMORY, 16GB, ELPIDA-MONTAGE H0, 4 RANK, DDR3-1333, OPTIMIZED, 1.5V-RES, RDIMM ASSY, GOO3MM, FOR 8X16GB CONFIGS ONLY | 2500 | 2500 | 2500
2015-04-17 16:30 | 879 | NL | REPLENISH | 07042853 | 07042853 | BUSBAR, LUNA, W/ 10-32 STUDS, JUPITER | 16 | 50 | 50
2015-04-17 16:30 | 2402 | NL | REPLENISH | 07043804 | 07043804 | MEMORY, 16GB, SAMSUNG-INPHI, 4 RANK, DDR3-1333, OPTIMIZED, 1.35V-RES, RDIMM ASSY, GOO3MM | 2500 | 2500 | 2500
2015-04-17 16:30 | 2376 | NL | REPLENISH | 07043917 | 07043917 | ASSY, POWER STRIP,30A, 30 OUTLETS, NEMA L6-30P PLUG, METRON VERSION 2, FOGILIUM | 24 | 24 | 24
2015-04-17 16:30 | 860 | NL | REPLENISH | 07044842 | 07044842 | ASSY, BUSBAR, SYSTEM, IKEA | 30 | 30 | 30
2015-04-17 16:30 | 2377 | NL | REPLENISH | 07045104 | 07045104 | POWER STRIP, FOGILIUM, 30A, 30 OUTLETS, METRON VERSION 2, NEMA L6-30P PLUG WITH BRKT | 24 | 24 | 24
2015-04-17 16:30 | 861 | NL | REPLENISH | 07050005 | 07050005 | ASSY, BUSBAR, +48V, SYSTEM, IKEA 2.0 | 60 | 60 | 60
2015-04-17 16:30 | 2401 | NL | REPLENISH | 07054191 | 07054191 | MEMORY, 16GB, ELPIDA-MONTAGE H0, 4 RANK, DDR3-1333, OPTIMIZED, 1.35V-RES, RDIMM ASSY, GOO3MM | 2500 | 2500 | 2500
2015-04-17 16:30 | 2403 | NL | REPLENISH | 07056517 | 07056517 | MEMORY, 16GB, MICRON-MONTAGE H0, 4 RANK, DDR3-1600, OPTIMIZED, 1.35V-RES, RDIMM ASSY, GOO3MM | 2500 | 2500 | 2500
2015-04-17 16:30 | 2404 | NL | REPLENISH | 07059085 | 07059085 | MEMORY, 16GB, NANYA-MONTAGE H0, 4 RANK, DDR3-1333, OPTIMIZED, 1.35V-RES, RDIMM ASSY, GOO3MM, DC1224 MIN | 2500 | 2500 | 2500
2015-04-17 16:30 | 880 | NL | REPLENISH | 07061851 | 07061851 | ASSY, SHELF, 4X RECTIFIER, W/POLARIZED DC CONNECTIONS, IKEA 2.0, DELTA | 192 | 192 | 192
2015-04-17 16:30 | 2405 | NL | REPLENISH | 07062493 | 07062493 | MEMORY, 16GB, ELPIDA-MONTAGE H0, 4 RANK, DDR3-1600, OPTIMIZED, 1.35V-RES, RDIMM ASSY, GOO3MM | 2500 | 2500 | 2500
2015-04-17 16:30 | 2397 | NL | REPLENISH | 07071953 | 07071953 | MEMORY, 16GB, HYNIX-MONTAGE H0, 4 RANK, DDR3-1600, OPTIMIZED, 1.35V-RES, RDIMM ASSY, GOO3MM | 2500 | 2500 | 2500
2015-04-17 16:30 | 881 | NL | REPLENISH | 07077356 | 07077356 | ASSY, RECTIFIER SHELF, FLATPACK2, 1U/19", 4-SLOT, ELTEK, IKEA 2.0 | 160 | 60 | 60
2015-04-17 16:30 | 2406 | NL | REPLENISH | 07078877 | 07078877 | MEMORY, 16GB, SAMSUNG-INPHI, 4 RANK, DDR3-1600, OPTIMIZED, 1.35V-RES, 35NM B-DIE, RDIMM ASSY, GOO3MM | 2500 | 2500 | 2500
2015-04-17 16:30 | 2396 | NL | REPLENISH | 07078883 | 07078883 | MEMORY, 16GB, SAMSUNG-INPHI, 4 RANK, DDR3-1600, OPTIMIZED, 1.35V-RES, 25NM D-DIE, RDIMM ASSY, GOO3MM | 15000 | 15000 | 15000
2015-04-17 16:30 | 2395 | NL | REPLENISH | 07078887 | 07078887 | MEMORY, 16GB, SAMSUNG-INPHI, 4 RANK, DDR3-1600, OPTIMIZED, 1.35V-RES, 35NM Q-DIE, RDIMM ASSY, GOO3MM | 15000 | 15000 | 15000
2015-04-17 16:30 | 2407 | NL | REPLENISH | 07086781 | 07086781 | MEMORY, 16GB, KINGSTON/ELPIDA-MONTAGE H0, 4 RANK, DDR3L-1333, OPTIMIZED, 30NM B-DIE, 1.35V-RES, RDIMM ASSY, GOO3MM | 2500 | 2500 | 2500
2015-04-17 16:30 | 2394 | NL | REPLENISH | 07087196 | 07087196 | MEMORY, 16GB, SAMSUNG-MONTAGE H0, 4 RANK, DDR3-1600, OPTIMIZED, 1.35V-RES, 25NM D-DIE, RDIMM ASSY, GOO3MM | 2500 | 2500 | 2500
2015-04-17 16:30 | 2408 | NL | REPLENISH | 07087674 | 07087674 | MEMORY, 16GB, KINGSTON/ELPIDA-MONTAGE H0, 4 RANK, DDR3L-1600, OPTIMIZED, 30NM F-DIE, 1.35V-RES, RDIMM ASSY, GOO3MM | 2500 | 2500 | 2500
2015-04-17 16:30 | 2399 | NL | REPLENISH | 07089980 | 07089980 | MEMORY, 4GB, SAMSUNG, SINGLE RANK, ECC, DDR3-1333, 25NM D-DIE, 1.35V, LOCKED SPD, SODIMM ASSY | 8000 | 4000 | 4000
2015-04-17 16:30 | 2398 | NL | REPLENISH | 07091682 | 07091682 | MEMORY, 8GB, SAMSUNG, DUAL RANK, ECC, DDR3-1333, 25NM D-DIE, 1.35V, LOCKED SPD, SODIMM ASSY | 15000 | 15000 | 15000
2015-04-17 16:30 | 2391 | NL | REPLENISH | 07097009 | 07097009 | MEMORY, 16GB, SK HYNIX-MONTAGE H0, 4 RANK, DDR3L-1866, OPTIMIZED, 1.35V-RES, 25NM B-DIE, RDIMM ASSY, GOO3MM | 15000 | 15000 | 15000
2015-04-17 16:30 | 2390 | NL | REPLENISH | 07105428 | 07105428 | MEMORY, 16GB, SK HYNIX-INPHI, 4 RANK, DDR3L-1866, OPTIMIZED, 1.35V-RES, 25NM B-DIE, RDIMM ASSY, GOO3MM | 15000 | 15000 | 15000
2015-04-17 16:30 | 882 | NL | REPLENISH | 13000125-02 | 13000125-02 | ASSY, RECTIFIER, 3000W, 54VDC, ENERGISK/DELTA, F/W B08 OR LATER, IKEA 2.0 | 1008 | 504 | 504
2015-04-17 16:30 | 884 | NL | REPLENISH | 13000140-01 | 13000140-01 | ASSY, RECTIFIER, FLATPACK2, 3000W, 54VDC, ELTEK, IKEA 2.0 | 180 | 150 | 150
2015-04-17 16:30 | 2388 | NL | REPLENISH | 25000075-01 | 25000075-01 | HARD DRIVE, 2TB, 7200 RPM, 64MB CACHE, SERIAL ATA, FULL DISK ENCRYPTION, MARS-K, HITACHI, 0F12470, PLATFORMS | 2400 | 2400 | 2400
2015-04-17 16:30 | 2386 | NL | REPLENISH | 25000089-01 | 25000089-01 | HARD DRIVE, 3TB, 7200 RPM, 64MB CACHE, SERIAL ATA, FULL DISK ENCRYPTION, MANTARAY, SEAGATE, F/W G004 | 2400 | 2400 | 2400
2015-04-17 16:30 | 2387 | NL | REPLENISH | 25000098-01 | 25000098-01 | HARD DRIVE, 2TB, 7200 RPM, 64MB CACHE, SERIAL ATA, FULL DISK ENCRYPTION, MANTARAY, SEAGATE, F/W G0T4 | 2400 | 2400 | 2400
2015-04-17 16:30 | 2382 | NL | REPLENISH | 25000110-01 | 25000110-01 | HARD DRIVE, 4TB, 7200 RPM, 64MB CACHE, SERIAL ATA, FULL DISK ENCRYPTION, MARS-KP, HGST | 2400 | 2400 | 2400
2015-04-17 16:30 | 2385 | NL | REPLENISH | 25000116-01 | 25000116-01 | HARD DRIVE, 3TB, 7200 RPM, 64MB CACHE, SERIAL ATA, FULL DISK ENCRYPTION, MARS-KP, HGST | 2400 | 2400 | 2400
2015-04-17 16:30 | 2384 | NL | REPLENISH | 25000175-01 | 25000175-01 | HARD DRIVE, 3TB, 7200 RPM, 128MB CACHE, SERIAL ATA, FULL DISK ENCRYPTION, MEGALODON, SEAGATE, F/W G003 | 2400 | 2400 | 2400
2015-04-17 16:30 | 2383 | NL | REPLENISH | 25000176-01 | 25000176-01 | HARD DRIVE, 4TB, 7200 RPM, 64MB CACHE, SERIAL ATA, FULL DISK ENCRYPTION, MARS-KP, HGST | 2400 | 2400 | 2400
2015-04-17 16:30 | 2378 | NL | REPLENISH | 25000240-01 | 25000240-01 | HARD DRIVE, 6TB, 7200 RPM, 64MB CACHE, SERIAL ATA 3.0/ATA-8, ARIES HC6, HGST | 12000 | 4000 | 4000
2015-04-17 16:30 | 2379 | NL | REPLENISH | 25000275-01 | 25000275-01 | HARD DRIVE, 3.5 HDD, 6TB, 7200 RPM, 128MB CACHE, SERIAL ATA, FULL DISK ENCRYPTION, SEAGATE MAKARA | 12000 | 4000 | 4000
2015-04-17 16:30 | 873 | NL | REPLENISH | 50000117-04 | 50000117-04,50000117-03,50000117-02 | ASSY, RACK, MECHANICAL BASE CONFIGURATION, IKEA 2.0 | 15 | 9 | 9
2015-04-17 16:30 | 885 | NL | REPLENISH | 72000452-02 | 72000452-02 | ASSY, POWER DISTRIBUTION W/ NYTTIG, AC/DC, NEGATIVE, DUAL FEED, JUPITER | 10 | 10 | 10
2015-04-17 16:30 | 886 | NL | REPLENISH | 72000751-02 | 72000751-02 | ASSY, POWER DISTRIBUTION W/ NYTTIG, AC/DC, POSITIVE, SINGLE FEED, IKEA 2.0 | 60 | 50 | 50
2015-04-17 16:30 | 875 | NL | REPLENISH | 72001270-05 | 72001270-05 | ASSY, RMU 2.0, BLUE DRAGON, 1X28GB-CSSD SECURE CASE, 1X4GB MEM, 1X1GIGE, IKEA 2.0, BSMI | 80 | 40 | 40
2015-04-17 16:30 | 876 | NL | REPLENISH | 72001330-05 | 72001330-05,72001330-04 | ASSY, RMU 2.0, BLUE DRAGON, 1X28GB-CSSD SECURE CASE, 1X4GB MEM, 2X1GIGE, IKEA 1.0, PVT | 40 | 40 | 40
2015-04-17 16:30 | 940 | NL | REPLENISH | 72002170-03 | 72002170-03 | ASSY, AC SERVICE OUTLET AND DC POWER DISTRIBUTION BOX, 2 X IEC320 C13 OUTLET, IKEA-COLO | 20 | 20 | 20
2015-04-17 16:30 | 939 | NL | REPLENISH | 72002750-01 | 72002750-01 | ASSY, POWER FILTER MODULE, 8 X IEC320 C20 INPUT, 2 X 10P CONNECTOR OUTPUT, IKEA SLIM, SATELLITE, DVT | 20 | 20 | 20
2015-04-17 16:30 | 937 | NL | REPLENISH | 72003090-01 | 72003090-01 | ASSY, POWER FILTER MODULE, 4 X IEC320 C20 INPUT, 1 X 10P CONNECTOR OUTPUT, NO CIRCUIT BREAKER, IKEA COLO, PVT | 20 | 20 | 20
2015-04-17 16:30 | 2375 | NL | REPLENISH | 80000047 | 80000047 | ASSY, FOGETTE/FOGILIUM, DISK TRAY, BASE CONFIG, IS415, LOGGERHEAD W/ UNIVERSAL TRAY | 360 | 360 | 360
2015-04-17 16:30 | 867 | NL | REPLENISH | 80000096 | 80000096,80000073 | ASSY, IKEA 2.0, DISK TRAY, BASE CONFIGURATION, HINGEBACK, W/ DRIVE LOCK, PVT | 2000 | 400 | 400
2015-04-17 16:30 | 868 | NL | REPLENISH | 80000112 | 80000112,80000105 | ASSY, TRAY MT COMPATIBLE, IKEA 2.0, BASE CONFIG, IOTA IVYBRIDGE 2.5GHZ C1, SAYBROOK, W-DRIVE LOCK, MINIMAL SHIPPABLE BIOS 0.9.2 | 240 | 120 | 120
2015-04-17 16:30 | 869 | NL | REPLENISH | 80000114 | 80000114,80000104 | ASSY, TRAY, IKEA, BASE CONFIG, BLUEDRAGON SB-GLADDEN, 2.0GHZ, W/ CSSD BRACKET & DRIVE LOCK, DINGEBACK | 800 | 400 | 400
2015-04-17 16:30 | 870 | NL | REPLENISH | 80000139 | 80000139 | ASSY, TRAY, IKEA 2.0, BASE CONFIG, IXION HASWELL 2.3GHZ C1, W/-09 MOBO OR GREATER | 1900 | 300 | 300
2015-04-17 16:30 | 871 | NL | REPLENISH | 86002172 | 86002172 | ASSY, FABRIC RACK, BASE CONFIG, MECHANICAL, JUPITER | 4 | 2 | 2

## Dynamic List
UpdateDate | MasterID | SiteCode | OrderType | PartNum | PartDesc | SetQty | CurrentMOQ | Upload New MOQ
2015-04-17 16:30 | 2271 | AT | DYNAMIC | 06040134 | BRACKET, POWER STRIP, BRKT, FOGO | 39 | 11 | 11
2015-04-17 16:30 | 2335 | AT | DYNAMIC | 07000909 | SHEET METAL, BOX BATTERY TRAY, WATCHTOWER | 60 | 0 | 0
2015-04-17 16:30 | 2139 | AT | DYNAMIC | 07000911 | BATTERY, 12V SEALED LEAD ACID, 23W/CELL | 1245 | 20 | 20
2015-04-17 16:30 | 1482 | AT | DYNAMIC | 07000920 | FAN, 80X80X25MM, 4500 RPM, 12VDC, PWM, 4-WIRE | 374 | 108 | 108
2015-04-17 16:30 | 1483 | AT | DYNAMIC | 07001115 | POWER CORD, 18-3, 10AMP, 250V, IEC 320/C13, STRAIGHT X IEC 320/C14, 6 FT | 67 | 100 | 100
2015-04-17 16:30 | 2336 | AT | DYNAMIC | 07002339 | SHEET METAL, BOX BATTERY COVER, WATCHTOWER | 60 | 400 | 400
2015-04-17 16:30 | 1485 | AT | DYNAMIC | 07003064 | RACK, 42U, 28W X 25D, WT SCOTS, US | 2 | 11 | 11
2015-04-17 16:30 | 1486 | AT | DYNAMIC | 07003308 | PDU, RACK MOUNTABLE, 200-240V, 50/60HZ, 16/20A, 1X IEC C20 INLET, 12X IEC C13 OUTLETS, 17X1.75X2.25IN, NO POWER CORD | 69 | 22 | 22
2015-04-17 16:30 | 1487 | AT | DYNAMIC | 07003740 | FAN,40 X 40 X 20MM BRUSHLESS 12V DC, 4-WIRE PWM, 10.8 CFM FULL OPEN, .27 IN H20 MAX HEAD | 330 | 725 | 725
2015-04-17 16:30 | 1488 | AT | DYNAMIC | 07004229 | RACK SHELF, 19", FOR 4 POST RACK | 9 | 9 | 9
2015-04-17 16:30 | 1489 | AT | DYNAMIC | 07004543 | POWER SUPPLY, 300W, 12VDC, REV F OR LATER, DOLOMITE, ROHS 6 | 209 | 640 | 640
2015-04-17 16:30 | 1490 | AT | DYNAMIC | 07005275 | POWER CORD, 14/3 SJT-B-I C14 TO C19, 6' | 39 | 2 | 2
2015-04-17 16:30 | 2337 | AT | DYNAMIC | 07009786 | CABLE, HARNESS, 14AWG, PSU BATTERY BOX, PACK-24, FUSE ASSEMBLY, WATCHTOWER | 60 | 60 | 60
2015-04-17 16:30 | 2338 | AT | DYNAMIC | 07009787 | CABLE, HARNESS, 14AWG, PSU BATTERY BOX, PACK-24, CONNECTOR ASSEMBLY, WATCHTOWER | 60 | 60 | 60
2015-04-17 16:30 | 1491 | AT | DYNAMIC | 07009958 | CABLE, HARNESS, PSU BATTERY BOX, PACK-24, FUSE ASSEMBLY, SATURN | 180 | 250 | 250
2015-04-17 16:30 | 1492 | AT | DYNAMIC | 07009959 | CABLE, HARNESS, PSU BATTERY BOX, PACK-24, CONNECTOR ASSEMBLY, SATURN | 180 | 250 | 250
2015-04-17 16:30 | 1493 | AT | DYNAMIC | 07010365 | CABLE, INTERNAL IPASS, MINISAS, VERT-VERT, 26P, 3.5M, ROHS | 18 | 60 | 60
2015-04-17 16:30 | 1494 | AT | DYNAMIC | 07010370 | CABLE, INTERNAL IPASS, MINISAS, VERT-VERT, 26P, 2.0M, ROHS | 45 | 90 | 90
2015-04-17 16:30 | 1495 | AT | DYNAMIC | 07010371 | CABLE, INTERNAL IPASS, MINISAS, VERT-VERT, 26P, 2.5M, ROHS | 70 | 80 | 80
2015-04-17 16:30 | 1496 | AT | DYNAMIC | 07010372 | CABLE, INTERNAL IPASS, MINISAS, VERT-VERT, 26P, 3.0M, ROHS | 34 | 60 | 60
2015-04-17 16:30 | 1498 | AT | DYNAMIC | 07012195 | ASSY, POWER FILTER, TLA, QUART | 39 | 2 | 2
2015-04-17 16:30 | 1499 | AT | DYNAMIC | 07012216 | PANEL, BLANK, PINT | 50 | 7 | 7
2015-04-17 16:30 | 1500 | AT | DYNAMIC | 07012935 | FAN, 60X10MM, 4-WIRE TWISTED, 5000 RPM | 178 | 315 | 315
2015-04-17 16:30 | 1502 | AT | DYNAMIC | 07013427 | BRACKET, REMOVABLE FAN, 2 WIRE NOTCHES, IKARIA | 178 | 192 | 192
2015-04-17 16:30 | 1503 | AT | DYNAMIC | 07014044 | ASSY, PCBA, DEBUG CARD, 26-PIN, WARP19, ILIUM, ARGO, IKARIA | 67 | 80 | 80
2015-04-17 16:30 | 1504 | AT | DYNAMIC | 07014164 | ASSY, PCBA, SMBUS CONTROLLER, ATLAS, ROHS (AKA CALYPSO) | 176 | 540 | 540
2015-04-17 16:30 | 1505 | AT | DYNAMIC | 07014181 | CABLE, HARNESS, STRANDED, 12AWG, GREEN/YELLOW STRIPE, UNINSULATED RING TERMINAL ENDS, GND, DOOR, FRIDGEMI, 6-INCH | 77 | 47 | 47
2015-04-17 16:30 | 1507 | AT | DYNAMIC | 07014536 | ASSY, PCBA, LED PANEL, ATLAS, ROHS (NON-SCANNABLE) | 66 | 30 | 30
2015-04-17 16:30 | 2245 | AT | DYNAMIC | 07014575 | POWER SUPPLY, COUGAR, 850W, 200-240VAC, 12.6VDC, 1-FAN, EMI ENHANCED | 420 | 110 | 110
2015-04-17 16:30 | 1509 | AT | DYNAMIC | 07015944 | CABLE, HARNESS, 24AWG, MALE-FEMALE, FAN EXTENSION, 4-CORD, ATLAS, 40-INCH | 308 | 16 | 16
2015-04-17 16:30 | 1510 | AT | DYNAMIC | 07016188 | ASSY, CHASSIS ENCLOSURE, 48 HDD SLOTS, 19U ATLAS | 12 | 12 | 12
2015-04-17 16:30 | 1512 | AT | DYNAMIC | 07017111 | HARD DRIVE, 2TB, 7200 RPM, 32MB CACHE, SERIAL ATA, FULL DISK ENCRYPTION, JUPITER-K, HITACHI | 370 | 180 | 180
2015-04-17 16:30 | 1514 | AT | DYNAMIC | 07017458 | CABLE, DISK DATA, 36 PIN, IPASS, VERT-RA, 30 AWG, UNIVERSAL, 1.0M | 176 | 600 | 600
2015-04-17 16:30 | 1515 | AT | DYNAMIC | 07017738 | BRACKET, SHELF, ESW RACK, ATLAS | 138 | 100 | 100
2015-04-17 16:30 | 1516 | AT | DYNAMIC | 07017920 | ASSY, PSU/BATTERY BASE & LID, SATURN | 180 | 50 | 50
2015-04-17 16:30 | 1519 | AT | DYNAMIC | 07018969 | POWER CORD, 18-3, 10AMP, 250V, IEC 320/C13, LEFT ANGLE X IEC 320/C14, 42.5-INCH | 11 | 120 | 120
2015-04-17 16:30 | 1520 | AT | DYNAMIC | 07018971 | POWER CORD, 18-3, 10AMP, 250V, IEC 320/C13, RT ANGLE X IEC 320/C14, 38-INCH | 426 | 720 | 720
2015-04-17 16:30 | 1522 | AT | DYNAMIC | 07019164 | PANEL, PCIE BLANK PANEL, PCIE W/ GSKTS | 48 | 7 | 7
2015-04-17 16:30 | 1524 | AT | DYNAMIC | 07019420 | CONN, LC-LC, FIBER OPTICS ADAPTERS, PANEL MOUNT, ROHS | 54 | 48 | 48
2015-04-17 16:30 | 1526 | AT | DYNAMIC | 07020194 | POWER CORD, 20A, 250VAC, NEMA L6-20P X IEC 320/C19, 12-3, SJT INSULATION, BLK, 3 FT | 39 | 2 | 2
2015-04-17 16:30 | 1527 | AT | DYNAMIC | 07020891 | OPTION, MEMORY, GOO3MM, 4GB, 4-RANK, DDR3-1333, OPTIMIZED, RDIMM ASSY, CHOOSE 1, WESTMERE | 5985 | 200 | 200
2015-04-17 16:30 | 2229 | AT | DYNAMIC | 07022224 | OPTION, OPTICAL MODULE, SFP+, 10GBPS, 850NM , SR-LITE (100M), ROHS 6, EMI COMPLIANT, PLUTO CHOOSE 1 | 78 | 54 | 54
2015-04-17 16:30 | 1533 | AT | DYNAMIC | 07022277 | OPTION, HARD DRIVE, 2TB, SATA, IKARIA WESTMERE, CHOOSE 1 | 999 | 100 | 100
2015-04-17 16:30 | 1535 | AT | DYNAMIC | 07022755 | WIRE, STRANDED, 16AWG, GREEN/YELLOW STRIPE, QUICK CONNECT RECEPTACLE AND #8 RING LUG TERMINATION, GND, FRANZIA, LENGTH 6" | 38 | 146 | 146
2015-04-17 16:30 | 1536 | AT | DYNAMIC | 07022757 | WIRE, STRANDED, 16AWG, TWISTED PAIR, NEUTRAL-BLUE/HOT-BROWN, QUICK CONNECT RECEPTACLE TERMINATION BOTH ENDS, NEUTRAL, FRANZIA, LENGTH 6" | 19 | 73 | 73
2015-04-17 16:30 | 1537 | AT | DYNAMIC | 07022761 | FILTER, EMI/RFI, POWER LINE, 6 AMP, .25" QUICK DISCONNECT TERMINALS, FLANGED MOUNTING | 19 | 73 | 73
2015-04-17 16:30 | 1538 | AT | DYNAMIC | 07022763 | CONNECTOR, POWER ENTRY, IEC 60320-C13, FEMALE, SNAP-IN MOUNT, .250" QUICK DISCONNECT TERMINALS, 0.8-1.5MM PANEL THICKNESS, 15A/250VAC | 19 | 73 | 73
2015-04-17 16:30 | 1539 | AT | DYNAMIC | 07022770 | CABLE, RIBBON, DB9F-TO-DB9M, LENGTH 3.75-INCH | 67 | 80 | 80
2015-04-17 16:30 | 1540 | AT | DYNAMIC | 07022795 | ASSY, PCI/PCBA,, NIC, PCI-E, 2X1GE, E1000 DRIVER | 2 | 140 | 140
2015-04-17 16:30 | 1541 | AT | DYNAMIC | 07023370 | CONSOLE SERVER, ADVANCED, SERIAL (RJ45), 48-PORT, CYCLADES ACS 5000 SERIES, W/ SINGLE AC PSU, 1RU, W/ NORTH AMERICA POWER PLUG | 20 | 40 | 40
2015-04-17 16:30 | 2134 | AT | DYNAMIC | 07023565 | FILLER, BLANK, MEMORY, NO LEGS, BLUE | 720 | 10000 | 10000
2015-04-17 16:30 | 1543 | AT | DYNAMIC | 07023634 | CABLE, 2N SHELF TO SHELF, RJ45, COMMUNICATION, ROHS | 267 | 400 | 400
2015-04-17 16:30 | 1545 | AT | DYNAMIC | 07023636 | MECH, SLOT FILLER FOR PULSAR EDGE CONTROLLER POSITION, ROHS | 126 | 182 | 182
2015-04-17 16:30 | 1547 | AT | DYNAMIC | 07023638 | MECH, RECTIFIER SLOT FILLER, WHITE, ROHS | 152 | 250 | 250
2015-04-17 16:30 | 1550 | AT | DYNAMIC | 07023643 | EDGE CONTROLLER SERIES 1:1, CP841A_3C3R, ROHS | 63 | 41 | 41
2015-04-17 16:30 | 1552 | AT | DYNAMIC | 07023777 | OPTICAL MODULE, SFP+, 10GBPS, 1310NM , LC, LR (10KM), ROHS 6, PLUTO/PSYCHO | 81 | 472 | 472
2015-04-17 16:30 | 1554 | AT | DYNAMIC | 07024843 | OPTION, HARD DRIVE, 2TB, SATA, IBIS, CHOOSE 1 | 1131 | 100 | 100
2015-04-17 16:30 | 1555 | AT | DYNAMIC | 07025047 | FILTER, ADAPTER, 100 VDC, UNC 4/40 INTERNAL/EXTERNAL, 9-PIN, MALE/FEMALE, D-SUB | 67 | 80 | 80
2015-04-17 16:30 | 1557 | AT | DYNAMIC | 07026000 | FACEPLATE GPS | 3 | 31 | 31
2015-04-17 16:30 | 1558 | AT | DYNAMIC | 07026688 | HEATSINK, PASSIVE, 92X92X47MM, AI FIN & BASE, W/ TIM, LGA2011, REV H, IBIS | 178 | 96 | 96
2015-04-17 16:30 | 1559 | AT | DYNAMIC | 07026689 | HEATSINK, PASSIVE, 92X92X47MM, AI FIN & BASE, W/ HEAT PIPE & TIM, LGA2011, REV F, IBIS | 178 | 96 | 96
2015-04-17 16:30 | 1560 | AT | DYNAMIC | 07027334 | BRACKET, PSYCHO, PATCH, IKEA | 14 | 500 | 500
2015-04-17 16:30 | 1561 | AT | DYNAMIC | 07027375 | BAFFLE, BODY, IBIS | 178 | 96 | 96
2015-04-17 16:30 | 1562 | AT | DYNAMIC | 07027377 | BAFFLE, DOOR, RIGHT, IBIS | 178 | 160 | 160
2015-04-17 16:30 | 1563 | AT | DYNAMIC | 07027381 | BAFFLE, DOOR, LEFT, IBIS | 178 | 180 | 180
2015-04-17 16:30 | 2496 | AT | DYNAMIC | 07027527 | OPTION,, FLASH DRIVE, MAMMOTH, 960GB EMLC, CHOOSE 1 | 435 | 435 | 435
2015-04-17 16:30 | 2365 | AT | DYNAMIC | 07027530 | OPTION,, FLASH DRIVE, MAMMOTH, 1920GB EMLC, CHOOSE 1 | 41 | 12 | 12
2015-04-17 16:30 | 1564 | AT | DYNAMIC | 07028896 | CABLE, USB 2.0 ,TYPE A MALE TO A MALE 2 M (6.5FT) | 308 | 320 | 320
2015-04-17 16:30 | 1566 | AT | DYNAMIC | 07028897 | CABLE, USB 2.0, TYPE A MALE TO A MALE, 2.5M (8.2FT) | 55 | 80 | 80
2015-04-17 16:30 | 1567 | AT | DYNAMIC | 07028898 | CABLE, USB 2.0, TYPE A MALE TO A MALE, 3M (9.8FT) | 121 | 60 | 60
2015-04-17 16:30 | 1568 | AT | DYNAMIC | 07028905 | CABLE, USB 2.0, TYPE A MALE TO A MALE, 3.5M (11.5FT) | 211 | 180 | 180
2015-04-17 16:30 | 1570 | AT | DYNAMIC | 07029173 | CABLE HARNESS, 18AWG, 4-COND, 5-PIN F TO 5-PIN F, NETWORK PWR, 48VDC, EXT, IKEA | 11 | 32 | 32
2015-04-17 16:30 | 1571 | AT | DYNAMIC | 07029175 | CABLE HARNESS, 18AWG, 4-COND, 5-PIN M TO 6-PIN F, PSYCHO PWR, 48VDC, EXT, IKEA | 14 | 12 | 12
2015-04-17 16:30 | 1572 | AT | DYNAMIC | 07029991 | ASSY, SHELF, 4 X RECTIFIER, IKEA 3-WIDE | 189 | 112 | 112
2015-04-17 16:30 | 1573 | AT | DYNAMIC | 07030029 | CABLE, USB 2.0, TYPE A MALE TO A MALE, 4M (13.1FT) | 3464 | 3360 | 3360
2015-04-17 16:30 | 1575 | AT | DYNAMIC | 07030031 | CABLE, USB 2.0, TYPE A MALE TO A MALE, 4.5M (14.8 FT) | 126 | 120 | 120
2015-04-17 16:30 | 1577 | AT | DYNAMIC | 07030051 | CABLE, SHELF TO SHELF, RJ45, CAT5E COMMUNICATION, 27IN, CUSTOM | 603 | 600 | 600
2015-04-17 16:30 | 1579 | AT | DYNAMIC | 07030651 | OPTION, MEMORY, GOO3MM, 16GB, 4 RANK, DDR3-1333/1600, OPTIMIZED, RDIMM ASSY, IBIS, FOR 8X16GB CONFIGS ONLY, CHOOSE 1 | 9432 | 400 | 400
2015-04-17 16:30 | 1580 | AT | DYNAMIC | 07031327 | CABLE MANAGER, HOR IKEA | 5 | 4 | 4
2015-04-17 16:30 | 2491 | AT | DYNAMIC | 07031960 | MEMORY, 8GB, SAMSUNG-INPHI, 4 RANK, DDR3-1333, 1.35V, OPTIMIZIED, RDIMM, ASSY GOO3MM | 176 | 200 | 200
2015-04-17 16:30 | 1581 | AT | DYNAMIC | 07034277 | CORD, PATCH, CAT5E, CROSSOVER, T568A-T568B, YELLOW, 5FT | 63 | 100 | 100
2015-04-17 16:30 | 1583 | AT | DYNAMIC | 07034874 | OPTION, HARD DRIVE, 1TB, SERIAL ATA, IBIS, CHOOSE 1 | 104 | 20 | 20
2015-04-17 16:30 | 1584 | AT | DYNAMIC | 07035501 | ASSY, SM, FRONT PANEL, IBIS | 66 | 64 | 64
2015-04-17 16:30 | 1585 | AT | DYNAMIC | 07036262 | ASSY, ENCLOSURE, W/ EMI GASKETS, NO FACEPLATE, FRANZIA | 66 | 64 | 64
2015-04-17 16:30 | 1586 | AT | DYNAMIC | 07038011 | CABLE, HARNESS, DC, 2/0 AWG, W/ BENT FUSION LUGS, TIN/SILVER PLATED, RED, 44IN | 126 | 75 | 75
2015-04-17 16:30 | 1588 | AT | DYNAMIC | 07038018 | CABLE, HARNESS, DC, 2/0 AWG, W/ BENT FUSION LUGS, TIN/SILVER PLATED, BLK, 44IN | 126 | 75 | 75
2015-04-17 16:30 | 1590 | AT | DYNAMIC | 07038028 | CABLE, HARNESS, DC, 2/0 AWG, W/ BENT FUSION LUGS, TIN/SILVER PLATED, RED, 23IN | 63 | 48 | 48
2015-04-17 16:30 | 1592 | AT | DYNAMIC | 07038036 | CABLE, HARNESS, DC, 2/0 AWG, W/ BENT FUSION LUGS, TIN/SILVER PLATED, BLK, 23IN | 63 | 40 | 40
2015-04-17 16:30 | 1595 | AT | DYNAMIC | 07038789 | ASSY, CABLE TRAY, LEFT, IKEA | 63 | 101 | 101
2015-04-17 16:30 | 1596 | AT | DYNAMIC | 07038816 | ASSY, CABLE TRAY, RIGHT, IKEA | 63 | 101 | 101
2015-04-17 16:30 | 1597 | AT | DYNAMIC | 07039352 | HARNESS, FAN EXTENSION, 24AWG, 6", 4-PIN M TO 4-PIN F, INTERNAL, RMU, IKEA | 330 | 2000 | 2000
2015-04-17 16:30 | 1598 | AT | DYNAMIC | 07040122 | CLAMP, C-19 OVERMOLD CLAMP ASSY | 753 | 1092 | 1092
2015-04-17 16:30 | 1600 | AT | DYNAMIC | 07040335 | OPTION, OPTICAL MODULE, QSFP, GR4, 4X10 GB/S, 2KM LR, ROHS, CHOOSE 1 | 6720 | 7840 | 7840
2015-04-17 16:30 | 1602 | AT | DYNAMIC | 07040345 | OPTICAL MODULE, QSFP, GR4, 4X10GB/S, CWDM, 2KM LR, 20-65C, 3.5W, GR4 V1.1, ROHS, INNOLIGHT TR-QQ13T-N00V1.1 | 1920 | 7720 | 7720
2015-04-17 16:30 | 1605 | AT | DYNAMIC | 07040594 | ASSY, BRKT, INSERT, 5X 1U SLOTS, RIGHT SIDE, TOP HAT, IKEA, JUPITER | 188 | 400 | 400
2015-04-17 16:30 | 1607 | AT | DYNAMIC | 07040600 | ASSY, BRKT, INSERT, 5X 1U SLOTS, LEFT SIDE, TOP HAT, IKEA, JUPITER | 188 | 400 | 400
2015-04-17 16:30 | 1609 | AT | DYNAMIC | 07040891 | ASSY, PLATE, DC CONNECTOR | 48 | 7 | 7
2015-04-17 16:30 | 1610 | AT | DYNAMIC | 07041397 | ASSY, PLATE, AC CONNECTOR | 19 | 500 | 500
2015-04-17 16:30 | 1611 | AT | DYNAMIC | 07042021 | SWITCH, CS2-S, FCX 648, 48X1GE PORTS, 4X10GE SFP+, 1 PSU, JUPITER | 63 | 91 | 91
2015-04-17 16:30 | 1613 | AT | DYNAMIC | 07042025 | OPTION, CIRCULATOR CHASSIS, C32 CHANNEL, O-BAND, 1310NM, 1RU, JUPITER, CHOOSE 1 | 210 | 340 | 340
2015-04-17 16:30 | 1615 | AT | DYNAMIC | 07042293 | CIRCULATOR CHASSIS, OPTICAL, C32 CHANNEL, O-BAND, 1310NM, 1RU, PHOTOP | 17 | 156 | 156
2015-04-17 16:30 | 1616 | AT | DYNAMIC | 07042479 | CPU, SANDYBRIDGE, 2.6GHZ, 115W, C2, 8/CORE | 368 | 300 | 300
2015-04-17 16:30 | 1617 | AT | DYNAMIC | 07042622 | CORD, DATA, PATCH,CAT5E, PC 568B, STANDED, 7 FT, WHITE | 394 | 411 | 411
2015-04-17 16:30 | 1619 | AT | DYNAMIC | 07042625 | CORD, DATA, PATCH,CAT5E, PC 568B, STANDED, 10 FT, WHITE | 1107 | 720 | 720
2015-04-17 16:30 | 1621 | AT | DYNAMIC | 07042627 | CORD, DATA, PATCH,CAT5E, PC 568B, STANDED, 15 FT, WHITE | 829 | 942 | 942
2015-04-17 16:30 | 1624 | AT | DYNAMIC | 07043109 | ASSY, CORD, PWR, 20A, 12AWG, 250VAC, 105C, IEC 320 C19 X IEC 320 C20 MOLDED, 25IN | 753 | 1092 | 1092
2015-04-17 16:30 | 1626 | AT | DYNAMIC | 07043585 | INSERT,TH,HIGHA 1UA LOWA 4U,IKEA | 176 | 400 | 400
2015-04-17 16:30 | 1628 | AT | DYNAMIC | 07043594 | INSERT,HIGHA 1UA LOWA 4U,RH | 176 | 400 | 400
2015-04-17 16:30 | 1630 | AT | DYNAMIC | 07043667 | BLANK, 1U X 19", TOPHAT, METAL, IKEA | 1122 | 1134 | 1134
2015-04-17 16:30 | 1632 | AT | DYNAMIC | 07043707 | BRKT,FILLER,1U WITH CBL MGR | 555 | 1200 | 1200
2015-04-17 16:30 | 1634 | AT | DYNAMIC | 07043788 | ASSY, TRAY, BASE, IBIS, W/O FINGERGUARD & LEFT EMI WALL | 178 | 128 | 128
2015-04-17 16:30 | 1636 | AT | DYNAMIC | 07043831 | BLANK, 4U X 19", SLOT, METAL, IKEA | 78 | 183 | 183
2015-04-17 16:30 | 1638 | AT | DYNAMIC | 07043948 | BRACKET, RISER, DC HARNESS, FRANZIA | 48 | 7 | 7
2015-04-17 16:30 | 1639 | AT | DYNAMIC | 07044481 | OPTION, HARD DRIVE, 3TB, SATA, IBIS, CHOOSE 1 | 191 | 60 | 60
2015-04-17 16:30 | 1640 | AT | DYNAMIC | 07044526 | INSERT,PSYCHO,TH,LH | 5 | 4 | 4
2015-04-17 16:30 | 1641 | AT | DYNAMIC | 07044542 | INSERT,PSYCHO,TH,RH | 5 | 10 | 10
2015-04-17 16:30 | 1642 | AT | DYNAMIC | 07045224 | TUNNEL,POWER CABLE MGR,IKEA | 184 | 421 | 421
2015-04-17 16:30 | 1644 | AT | DYNAMIC | 07045450 | LINE CARD,MODULE, 4-PORT 10GBE, REQUIRES SFP+, FOR FCX 624/648 SERIES, OPTIONAL | 63 | 91 | 91
2015-04-17 16:30 | 1646 | AT | DYNAMIC | 07045469 | OPTION, OPTICAL MODULE, SFP+, 10GBPS, 1310NM , LC, LR (10KM), ROHS 6, JUPITER CPN, CHOOSE 1 | 161 | 289 | 289
2015-04-17 16:30 | 1647 | AT | DYNAMIC | 07046313 | OPTION, OPTICAL MODULE, QSFP, SR4, 40GBS, SR4-LITE, ROHS, CHOOSE 1 | 10368 | 5888 | 5888
2015-04-17 16:30 | 1648 | AT | DYNAMIC | 07046658 | INVERTER, 42-60VDC IN, 120-240VAC OUT, PURE SINE WAVE, 300W CONTINUOUS, 21" RED/BLACK/GRN-YLW WIRES, CONNECTORIZED | 63 | 37 | 37
2015-04-17 16:30 | 2201 | AT | DYNAMIC | 07047089 | OPTICAL MODULE, QSFP, GR4, 4X10GB/S, CWDM, 2KM, LR4, 20-60C, ROHS, HITACHI HTR6095A-E | 256 | 96 | 96
2015-04-17 16:30 | 2211 | AT | DYNAMIC | 07047191 | BASE STRUCTURE, CENTILIUM | 13 | 17 | 17
2015-04-17 16:30 | 2212 | AT | DYNAMIC | 07047225 | PLATE,TOP,CENTILIUM | 13 | 5000 | 5000
2015-04-17 16:30 | 2213 | AT | DYNAMIC | 07047226 | WALL,CENTAURI MNT,RH | 13 | 17 | 17
2015-04-17 16:30 | 2214 | AT | DYNAMIC | 07047227 | WALL,CENTAURI MNT,LH | 13 | 17 | 17
2015-04-17 16:30 | 1650 | AT | DYNAMIC | 07048076 | CONN, ADAPTER, LC, QUAD, CERAMIC SLEEVE, SC CUTOUT, FLANGE, BLUE BODY | 165 | 350 | 350
2015-04-17 16:30 | 1652 | AT | DYNAMIC | 07048407 | TRANSCEIVER MODULE, COPPER, SFP, 1GB, RJ45, W/ CABLE, NETOPTICS SFPKT-GCU | 1 | 52 | 52
2015-04-17 16:30 | 1653 | AT | DYNAMIC | 07048573 | OPTION, OPTICAL MODULE, SFP+, 10GBS, 850NM, MM, SR-LITE (100M), EMI-COMPLIANT, ROHS, JUPITER CPN, CHOOSE 1 | 36 | 144 | 144
2015-04-17 16:30 | 1654 | AT | DYNAMIC | 07048622 | CHASSIS ASSY, MATLAS | 11 | 5 | 5
2015-04-17 16:30 | 1655 | AT | DYNAMIC | 07049425 | ASSY, POWER FILTER, TLA, MATLAS QUART | 11 | 5 | 5
2015-04-17 16:30 | 1656 | AT | DYNAMIC | 07050472 | BRACKET, LED, TRAY STATUS | 33 | 15 | 15
2015-04-17 16:30 | 1657 | AT | DYNAMIC | 07050540 | HARNESS, STRANDED, 12AWG, SOLID GREEN, 1/4-20 RING TERMINAL AND 10-32 RING TERMINAL, GDN, 12 FT | 48 | 100 | 100
2015-04-17 16:30 | 1658 | AT | DYNAMIC | 07050597 | ASSY, BRACKET, LED, DRIVE STATUS, MATLAS | 66 | 30 | 30
2015-04-17 16:30 | 2215 | AT | DYNAMIC | 07050894 | BRKT,REAR CLAMP,CENTILIUM | 13 | 17 | 17
2015-04-17 16:30 | 2493 | AT | DYNAMIC | 07050910 | ASSY, BRKT, TRAY STOP, FOGILIUM, W/C1 LABELS | 13 | 20 | 20
2015-04-17 16:30 | 2494 | AT | DYNAMIC | 07050912 | ASSY, BRKT, TRAY STOP, FOGILIUM, W/C2 LABELS | 13 | 20 | 20
2015-04-17 16:30 | 2495 | AT | DYNAMIC | 07050914 | ASSY, BRKT, TRAY STOP, FOGILIUM, W/C3 LABELS | 13 | 20 | 20
2015-04-17 16:30 | 2216 | AT | DYNAMIC | 07051057 | BRIDGE,CABLE GUIDE,CENT | 13 | 30 | 30
2015-04-17 16:30 | 1660 | AT | DYNAMIC | 07051631 | POWER CORD, PWR, 10A, 250V, I/3G CEI 23-50 X IEC 60320 C13, H05VV-F3G 1,00MM2, 4 FT, GREY | 63 | 91 | 91
2015-04-17 16:30 | 1662 | AT | DYNAMIC | 07051654 | HARNESS, GREEN-BLUE-RED LED, TERMINATED W/ 8-P HOUSING | 33 | 50 | 50
2015-04-17 16:30 | 1663 | AT | DYNAMIC | 07052730 | ASSY, CENTER MANAGER, A 2-PIECE, JUPITER | 63 | 91 | 91
2015-04-17 16:30 | 1664 | AT | DYNAMIC | 07052817 | BRACKET, PWR/RESET PUSH BUTTON, IKARIA, MATLAS | 11 | 2000 | 2000
2015-04-17 16:30 | 1665 | AT | DYNAMIC | 07052860 | PUSH BUTTON, PLASTIC, 22MM, GREEN, EXTENDED OPERATOR, W/ CONTACT BLOCK | 11 | 35 | 35
2015-04-17 16:30 | 1666 | AT | DYNAMIC | 07052861 | PUSH BUTTON, PLASTIC, 22MM, BLACK, EXTENDED OPERATOR, W/ CONTACT BLOCK | 11 | 10 | 10
2015-04-17 16:30 | 1667 | AT | DYNAMIC | 07052900 | CABLE, HARNESS DISK, 36-PIN, IPASS, VERT-VERT, 30 AWG, UNIVERSAL, 450MM | 66 | 150 | 150
2015-04-17 16:30 | 1668 | AT | DYNAMIC | 07052989 | ASSY, MAMMOTH INTRPSR BRKT | 66 | 30 | 30
2015-04-17 16:30 | 1669 | AT | DYNAMIC | 07054585 | ASSY, TRAY, MATLAS, SHEETMETAL | 33 | 15 | 15
2015-04-17 16:30 | 1675 | AT | DYNAMIC | 07056810 | POWER STRIP, 1U, AC, 16A, 208-240V, 60HHZ, 10 X IEC 320 C13, 2 X IEC 320 C19, W/ 2.5M C19/C20 POWER CORD | 5 | 5 | 5
2015-04-17 16:30 | 1676 | AT | DYNAMIC | 07057145-02 | CABLE, DC. BENT, LUG, RED, 41" | 362 | 340 | 340
2015-04-17 16:30 | 1678 | AT | DYNAMIC | 07057146-02 | ASSY, CABLE, 2/0 GAUGE, 20IN LONG, RED WITH FUSION LUGS | 302 | 290 | 290
2015-04-17 16:30 | 1680 | AT | DYNAMIC | 07057147-02 | CABLE, DC, BENT, LUG, BLACK, 39" | 362 | 340 | 340
2015-04-17 16:30 | 1682 | AT | DYNAMIC | 07057148-02 | CABLE, DC, BENT, LUG, BLACK,18" | 240 | 240 | 240
2015-04-17 16:30 | 1684 | AT | DYNAMIC | 07057309 | ASSY, BRKT, INVERTER MOUNT, COTEK, SHORT | 63 | 91 | 91
2015-04-17 16:30 | 1686 | AT | DYNAMIC | 07057485 | ASSY, BRKT, BLANK, INVERTER, TOP HAT, IKEA, OREGON | 63 | 91 | 91
2015-04-17 16:30 | 1688 | AT | DYNAMIC | 07057521 | POWER CORD, 14-3, 16AMP, 250V, IC19 STRAIGHT X C20, 1M | 11 | 120 | 120
2015-04-17 16:30 | 1689 | AT | DYNAMIC | 07057553 | OPTION, MEMORY, GOO3MM, 16GB, 4 RANK, DDR3-1333/1600, OPTIMIZED, RDIMM ASSY, IBIS, FOR 16X16GB CONFIGS ONLY, CHOOSE 1 | 120 | 200 | 200
2015-04-17 16:30 | 1690 | AT | DYNAMIC | 07057587 | ASSY, BRKT, PCIE, PUMA, FRANZIA | 114 | 5000 | 5000
2015-04-17 16:30 | 1695 | AT | DYNAMIC | 07061851 | ASSY, SHELF, 4X RECTIFIER, W/POLARIZED DC CONNECTIONS, IKEA 2.0, DELTA | 297 | 480 | 480
2015-04-17 16:30 | 1698 | AT | DYNAMIC | 07062846 | PANEL, FILLER, ONE SHELF, IKEA | 942 | 1984 | 1984
2015-04-17 16:30 | 1700 | AT | DYNAMIC | 07062885 | OPTICAL MODULE, QSFP, SR4, 40GBS, SR4-LITE, 850NM, 20-60C, GEN2 SILICON, ROHS, FINISAR FTL410QE2C-G1 | 520 | 6400 | 6400
2015-04-17 16:30 | 1702 | AT | DYNAMIC | 07064779-04 | BASE, RMU 2.0, INSEP | 330 | 700 | 700
2015-04-17 16:30 | 2217 | AT | DYNAMIC | 07064824 | ASM, COUGAR, SLED, 3X CHASSIS, SEISMIC, CENTILIUM | 13 | 17 | 17
2015-04-17 16:30 | 1705 | AT | DYNAMIC | 07065494 | CIRCULATOR CHASSIS, 1RU, OPTICAL, C32 CHANNEL, O-BAND, 1310NM, 900UM LOOSE TUBE, OPLINK | 12 | 116 | 116
2015-04-17 16:30 | 1708 | AT | DYNAMIC | 07065925 | OPTIONS HARD DRIVE, 2TB, SATA, IOTA SNB & IVB, CHOOSE 1 | 1389 | 80 | 80
2015-04-17 16:30 | 1710 | AT | DYNAMIC | 07066318 | ASSY, SHELF, 4X RECTIFIER WITH 9 PIN CONNECTOR, IKEA COLO 2.0 | 111 | 96 | 96
2015-04-17 16:30 | 1714 | AT | DYNAMIC | 07067735 | ASSY, BUSBAR, LUNA, PLUS 48V | 24 | 96 | 96
2015-04-17 16:30 | 1715 | AT | DYNAMIC | 07067840 | HEATSINK, 1U, PASSIVE, BLUE DRAGON, 99.8X58X29.5MM, ALUMINUM EXTRUSION | 330 | 708 | 708
2015-04-17 16:30 | 1716 | AT | DYNAMIC | 07067877 | BRACKET, RECTIFIER, DELTA | 27 | 240 | 240
2015-04-17 16:30 | 1717 | AT | DYNAMIC | 07067960 | COVER, RMU 2.0, ASSY | 330 | 700 | 700
2015-04-17 16:30 | 1718 | AT | DYNAMIC | 07068858 | RACK, 45U X 1200MM DEPTH X 600MM WIDTH, BLACK FRAME, W/ MOUNTING RAILS | 5 | 5 | 5
2015-04-17 16:30 | 1720 | AT | DYNAMIC | 07070510 | CABLE, FLAT RIBBON CABLE, GREY, 26-P FEMALE-FEMALE, 5 IN, RMU2.0 | 330 | 1200 | 1200
2015-04-17 16:30 | 1721 | AT | DYNAMIC | 07070742 | CABLE, CAT5E, UTP, 24AWG 350MHZ, 4PR, RJ45 MALE TO RJ45 MALE, GOLD PLATED CONN, BLACK, MOLDED BOOTS, 3.0 METER | 2 | 100 | 100
2015-04-17 16:30 | 1724 | AT | DYNAMIC | 07071953 | MEMORY, 16GB, HYNIX-MONTAGE H0, 4 RANK, DDR3-1600, OPTIMIZED, 1.35V-RES, RDIMM ASSY, GOO3MM | 1120 | 200 | 200
2015-04-17 16:30 | 1725 | AT | DYNAMIC | 07072205 | ASM, PANEL, BLANK, LINE CARD, 17IN X 2.5IN, CENTAURI, METAL | 4 | 4 | 4
2015-04-17 16:30 | 1726 | AT | DYNAMIC | 07073292 | FILLER, BLANK RECTIFIER SLOT, PLASTIC, DELTA | 253 | 480 | 480
2015-04-17 16:30 | 1728 | AT | DYNAMIC | 07073533 | OPTION, MEMORY, 4GB, SINGLE RANK, ECC, DDR3-1333, 1.35V, LOCKED SPD, SODIMM ASSY, DRAGON, CHOOSE 1 | 573 | 1400 | 1400
2015-04-17 16:30 | 1729 | AT | DYNAMIC | 07073826 | RACK, 84" X 23" X 36" OD, BLACK FRAME, PANEL MOUNTING RAILS, W/ CASTERS | 18 | 1 | 1
2015-04-17 16:30 | 1730 | AT | DYNAMIC | 07074640 | INSERT, 5U SHELF, 1X 4U CENTAURI, 1X 1U, LT, ASSY | 5 | 40 | 40
2015-04-17 16:30 | 1731 | AT | DYNAMIC | 07074642 | INSERT, 5U SHELF, 1X 4U CENTAURI, 1X 1U, RT, ASSY | 5 | 40 | 40
2015-04-17 16:30 | 1732 | AT | DYNAMIC | 07076010 | OPTION, NIC, 1 PORT, 2X10GE, QSFP, PUMA W/ FAB -02 42000276-04 OR FAB-03 42000407-01, CHOOSE 1 | 1700 | 1116 | 1116
2015-04-17 16:30 | 1733 | AT | DYNAMIC | 07076045 | OPTICAL MODULE, QSFP, 40GBS, SR4, DMI, 850NM, 0-70C, GEN2 SILICON, ROHS, AVAGO AFBR-79EQDZ | 4104 | 544 | 544
2015-04-17 16:30 | 1734 | AT | DYNAMIC | 07076702 | OPTION, MEMORY, GOO3MM, 16GB, 4 RANK, DDR3-1333/1600, OPTIMIZED, RDIMM ASSY, IOTA IVB, CHOOSE 1 | 20700 | 3000 | 3000
2015-04-17 16:30 | 1735 | AT | DYNAMIC | 07077107 | OPTIONS, FLASH DRIVE, STEGODON, 4096GB 1-EAR-MLC, IXION, CHOOSE 1 | 105 | 80 | 80
2015-04-17 16:30 | 1736 | AT | DYNAMIC | 07077356 | ASSY, RECTIFIER SHELF, FLATPACK2, 1U/19", 4-SLOT, ELTEK, IKEA 2.0 | 250 | 80 | 80
2015-04-17 16:30 | 1739 | AT | DYNAMIC | 07078887 | MEMORY, 16GB, SAMSUNG-INPHI, 4 RANK, DDR3-1600, OPTIMIZED, 1.35V-RES, 35NM Q-DIE, RDIMM ASSY, GOO3MM | 384 | 3000 | 3000
2015-04-17 16:30 | 1740 | AT | DYNAMIC | 07079027 | OPTION, MEMORY, GOO3MM, 8GB, 4-RANK, DDR3-1333, OPTIMIZED, RDIMM ASSY, FOR 8X8GB CONFIGS ONLY, IBIS, CHOOSE 1 | 1528 | 600 | 600
2015-04-17 16:30 | 1741 | AT | DYNAMIC | 07079073 | OPTICAL MODULE, QSFP, GR4, 4X10GB/S, 2KM LR,ROHS, JDSU JQP-04GWBB1 | 2266 | 512 | 512
2015-04-17 16:30 | 1743 | AT | DYNAMIC | 07080034 | CIRCULATOR CHASSIS, 1RU, OPTICAL, C32 CHANNEL, O-BAND, 1310NM, 900UM L | 24 | 4 | 4
2015-04-17 16:30 | 1744 | AT | DYNAMIC | 07080349 | BRACKET, SIDE, CABLE ROUTE, ASSY | 140 | 300 | 300
2015-04-17 16:30 | 1745 | AT | DYNAMIC | 07080358 | BRACKET, BRIDGE, CABLE ROUTE, ASSY | 70 | 132 | 132
2015-04-17 16:30 | 1746 | AT | DYNAMIC | 07080424 | OPTION, OPTICAL MODULE, QSFP, 40GBS, SR4-LITE, ROHS, CENTAURI FOR MACHINE RACKS, CHOOSE 1 | 1072 | 2328 | 2328
2015-04-17 16:30 | 2144 | AT | DYNAMIC | 07082149 | ASSY, SAYBROOK, IXION | 3150 | 1800 | 1800
2015-04-17 16:30 | 1750 | AT | DYNAMIC | 07083001-01 | WALL, DIVIDER, SHELF, STACKING, BACK-STOP, RIGHT | 4 | 120 | 120
2015-04-17 16:30 | 1751 | AT | DYNAMIC | 07085250 | BRKT, RJ45, POWER CONTROL, IKEA SLIM | 331 | 723 | 723
2015-04-17 16:30 | 1753 | AT | DYNAMIC | 07085256-01 | ASSY, SHELF, DEVICE, 1 OR 2 WIDE, IKEA SLIM | 654 | 520 | 520
2015-04-17 16:30 | 1755 | AT | DYNAMIC | 07085309 | FILLER, BLANK RECTIFIER SLOT, ELTEK | 378 | 120 | 120
2015-04-17 16:30 | 1756 | AT | DYNAMIC | 07085373 | OPTICAL MODULE, QSFP+, CWDM, 4X10GB/S, 2KM LR, GR4, 20-60C, 3_.0W, TOSA FIX#3, ROHS, FINISAR FTL4C1QL1C-G3 | 1350 | 1480 | 1480
2015-04-17 16:30 | 1758 | AT | DYNAMIC | 07085497 | COUPLER, RJ45, 8 POSITION, IN-LINE, PANEL MOUNT STYLE, SNAP-IN | 498 | 1073 | 1073
2015-04-17 16:30 | 1760 | AT | DYNAMIC | 07086092 | BRACKET, PCI-E BLANK, COMPUTER ACCESSORY | 60 | 290 | 290
2015-04-17 16:30 | 1762 | AT | DYNAMIC | 07086128-02 | BRACKET, MAGIC-CABLE, FORWARD, SIDE-ATTACH, ASSY | 24 | 500 | 500
2015-04-17 16:30 | 1763 | AT | DYNAMIC | 07086131-01 | BRACKET, MODIFIED, MAGIC-CABLE, INBOARD, ASSY | 70 | 305 | 305
2015-04-17 16:30 | 1766 | AT | DYNAMIC | 07086541 | CONVERTER, PORT-POWERED, RS232 TO RS485, 115.2KBPS, DB9F-DB9F | 17 | 35 | 35
2015-04-17 16:30 | 1768 | AT | DYNAMIC | 07086642 | ASSY, BRKT, SERIAL CONVERTER, IKEA SLIM | 17 | 35 | 35
2015-04-17 16:30 | 1770 | AT | DYNAMIC | 07086781 | MEMORY, 16GB, KINGSTON/ELPIDA-MONTAGE H0, 4 RANK, DDR3L-1333, OPTIMIZED, 30NM B-DIE, 1.35V-RES, RDIMM ASSY, GOO3MM | 160 | 800 | 800
2015-04-17 16:30 | 1772 | AT | DYNAMIC | 07086864 | PLATE, PSU MOUNT, 6 3/4" X 7 1/8", IGUANA DRIVE | 25 | 18 | 18
2015-04-17 16:30 | 1773 | AT | DYNAMIC | 07087187 | ASSY, LED BRACKET, IGUANA DRIVE | 50 | 35 | 35
2015-04-17 16:30 | 1774 | AT | DYNAMIC | 07087196 | MEMORY, 16GB, SAMSUNG-MONTAGE H0, 4 RANK, DDR3-1600, OPTIMIZED, 1.35V-RES, 25NM D-DIE, RDIMM ASSY, GOO3MM | 1504 | 2400 | 2400
2015-04-17 16:30 | 1775 | AT | DYNAMIC | 07087235 | SHIM, SHIPPING, 19IN EQUIPMENT, IKEA SLIM | 64 | 113 | 113
2015-04-17 16:30 | 1777 | AT | DYNAMIC | 07087467 | ASSY, TRAY, SM, HD, ATLAS 1.5 | 176 | 1304 | 1304
2015-04-17 16:30 | 1778 | AT | DYNAMIC | 07087493 | PANEL, BLANK, UPLINK, 8.3IN SLOT, IKEA SLIM | 16 | 26 | 26
2015-04-17 16:30 | 1779 | AT | DYNAMIC | 07088064 | TRIBUTARY_PDB_INSULATOR | 83 | 980 | 980
2015-04-17 16:30 | 2230 | AT | DYNAMIC | 07088127 | BRACKET, SLIDER, PCIE, PUMA, RMU 2.0 | 150 | 500 | 500
2015-04-17 16:30 | 1780 | AT | DYNAMIC | 07088258 | PANEL, LC, BREAKOUT, IKEA SLIM | 17 | 35 | 35
2015-04-17 16:30 | 1782 | AT | DYNAMIC | 07088315 | OPTION, OPTICAL MODULE, ULYSSES, QSFP, 4X10 GB/S, SR4, DMI, ROHS, EMI, CHOOSE 1 | 126 | 3648 | 3648
2015-04-17 16:30 | 1783 | AT | DYNAMIC | 07088316 | OPTION, OPTICAL MODULE, ULYSSES, QSFP, 4X10 GB/S, 2KM LR, GR4, ROHS, CHOOSE 1 | 4352 | 3072 | 3072
2015-04-17 16:30 | 1784 | AT | DYNAMIC | 07088754 | ASSY, BUSBAR, 3 POS, IKEA SLIM | 95 | 120 | 120
2015-04-17 16:30 | 1785 | AT | DYNAMIC | 07088776 | ASSY, RETAINER, NICS SUPPORT, SLICE IN RAIL, RMU 2.0 | 330 | 1564 | 1564
2015-04-17 16:30 | 1786 | AT | DYNAMIC | 07089059 | BRKT, SUPPORT, CABLE, IKEA SLIM | 65 | 122 | 122
2015-04-17 16:30 | 1788 | AT | DYNAMIC | 07089094 | OPTIONS, CSSD, SECURE CASE, SHS450S3/32G, SANDFORCE 2241 + IM, HALFSLIM MO-297, SATA 2.6, 1.8IN, ENCRYPTION CAPABLE, 27GB+ USEABLE, CHOOSE 1 | 1898 | 1200 | 1200
2015-04-17 16:30 | 1789 | AT | DYNAMIC | 07089113 | PANEL, PASS THROUGH, RJ45, IKEA SLIM | 34 | 70 | 70
2015-04-17 16:30 | 1792 | AT | DYNAMIC | 07089220 | BRACE, TOP, BACK, FBR, JUPITER 2.0 | 6 | 16 | 16
2015-04-17 16:30 | 1793 | AT | DYNAMIC | 07089223 | BRACE, TOP, FRONT, FBR, JUPITER 2.0 | 6 | 16 | 16
2015-04-17 16:30 | 1794 | AT | DYNAMIC | 07089224 | BRACE, BOTTOM, FRONT, FBR, JUPITER 2.0 | 6 | 16 | 16
2015-04-17 16:30 | 1799 | AT | DYNAMIC | 07089581 | OPTIONS HARD DRIVE, 4TB, SATA, DINGEBACK, CHOOSE 1 | 729 | 2400 | 2400
2015-04-17 16:30 | 1801 | AT | DYNAMIC | 07089915 | WALL, DIVIDER, SHELF, STACKING, BACK-STOP, LEFT | 4 | 7 | 7
2015-04-17 16:30 | 1802 | AT | DYNAMIC | 07089973 | ASSY, ADAPTER, 19IN TO GRU, IKEA SLIM | 16 | 12 | 12
2015-04-17 16:30 | 1803 | AT | DYNAMIC | 07089980 | MEMORY, 4GB, SAMSUNG, SINGLE RANK, ECC, DDR3-1333, 25NM D-DIE, 1.35V, LOCKED SPD, SODIMM ASSY | 1288 | 400 | 400
2015-04-17 16:30 | 1804 | AT | DYNAMIC | 07090142 | 07090142,SHELF,INSEP,ANTARES | 7 | 10 | 10
2015-04-17 16:30 | 1805 | AT | DYNAMIC | 07090495 | BRACKET, MNTING, PCBA, ATLAS 1.5 | 176 | 1304 | 1304
2015-04-17 16:30 | 1806 | AT | DYNAMIC | 07090498 | BRACKET, LED, ATLAS 1.5 | 704 | 5216 | 5216
2015-04-17 16:30 | 1807 | AT | DYNAMIC | 07090538 | 07090538_KAUAI_BRACKET_TYPE2.ASM | 35 | 115 | 115
2015-04-17 16:30 | 1810 | AT | DYNAMIC | 07090565 | BRACE, BOTTOM, BACK, FBR, JUPITER 2.0 | 6 | 16 | 16
2015-04-17 16:30 | 1812 | AT | DYNAMIC | 07091203 | ASSY, BUSBAR, MEGA LUNA, +48V | 25 | 44 | 44
2015-04-17 16:30 | 1813 | AT | DYNAMIC | 07091593 | OPTION, MEMORY, GOO3MM, 16GB, 4 RANK, DDR3-1600, OPTIMIZED, RDIMM ASSY, IXION HASWELL, CHOOSE 1 | 114720 | 87400 | 87400
2015-04-17 16:30 | 2122 | AT | DYNAMIC | 07091682 | MEMORY, 8GB, SAMSUNG, DUAL RANK, ECC, DDR3-1333, 25NM D-DIE, 1.35V, LOCKED SPD, SODIMM ASSY | 760 | 400 | 400
2015-04-17 16:30 | 1815 | AT | DYNAMIC | 07091735 | OPTION, MEMORY, 8GB, DUAL RANK, ECC, DDR3-1333, 1.35V, LOCKED SPD, SODIMM ASSY, CHOOSE 1 | 2892 | 800 | 800
2015-04-17 16:30 | 1816 | AT | DYNAMIC | 07091944 | OPTIONS HARD DRIVE, 4TB, SATA, IXION, CHOOSE 1 | 150 | 200 | 200
2015-04-17 16:30 | 1817 | AT | DYNAMIC | 07092396 | SHELF_DEV_DM_3OR4OR5.ASM | 76 | 40 | 40
2015-04-17 16:30 | 2346 | AT | DYNAMIC | 07096195 | OPTION, IBC, INDEX, LAGAN2, BANIK 600W OR ERICSON 792W, 10-PIN USB CONNECTIONS, IKEA, CHOOSE 1 | 500 | 375 | 375
2015-04-17 16:30 | 1819 | AT | DYNAMIC | 07096377 | KIT, PCIE CARD, TIME CODE PROCESSOR, TSYNC-PCIE-011, W/ OCXO & INTERNAL GNSS (GPS+GLONASS) RECEIVER, INCL: 1X TYPE-N TO SMA COAXIAL ADPTR CABLE, 1X BASIC BREAKOUT CABLE, ROHS | 2 | 16 | 16
2015-04-17 16:30 | 1820 | AT | DYNAMIC | 07096406 | ASSEMBLY, BLANK, 1U, 19" RACK, CABLE PASS THRU | 26 | 82 | 82
2015-04-17 16:30 | 2148 | AT | DYNAMIC | 07097009 | MEMORY, 16GB, SK HYNIX-MONTAGE H0, 4 RANK, DDR3L-1866, OPTIMIZED, 1.35V-RES, 25NM B-DIE, RDIMM ASSY, GOO3MM | 6336 | 5400 | 5400
2015-04-17 16:30 | 1822 | AT | DYNAMIC | 07097107 | GUIDE, LEFT, HD, .110 THK BD, ATLAS 1.5 | 704 | 5216 | 5216
2015-04-17 16:30 | 1823 | AT | DYNAMIC | 07097108 | GUIDE, RIGHT, HD, .110 THK BD, ATLAS 1.5 | 704 | 5216 | 5216
2015-04-17 16:30 | 1824 | AT | DYNAMIC | 07097197 | H/W KIT, UPGRADE ATLAS ENCLOSURE VERSION 1.0 TO 1.5 | 12 | 12 | 12
2015-04-17 16:30 | 1825 | AT | DYNAMIC | 07097737 | FLANGE, REMOVABLE, LEFT, IKEA 3.0 | 85 | 400 | 400
2015-04-17 16:30 | 1826 | AT | DYNAMIC | 07097741 | FLANGE, REMOVABLE, RIGHT, IKEA 3.0 | 85 | 400 | 400
2015-04-17 16:30 | 1830 | AT | DYNAMIC | 07098352 | HC-PDBB, TRIBUTARY | 7 | 10 | 10
2015-04-17 16:30 | 1832 | AT | DYNAMIC | 07098666 | FLANGE, REMOVABLE, DOUBLE, LEFT, JUICEBOX BATTERY SHELF, IKEA 2.0 | 12 | 25 | 25
2015-04-17 16:30 | 1833 | AT | DYNAMIC | 07098667 | FLANGE, REMOVABLE, DOUBLE, RIGHT, JUICEBOX BATTERY SHELF, IKEA 2.0 | 12 | 25 | 25
2015-04-17 16:30 | 1834 | AT | DYNAMIC | 07098668 | FLANGE, REMOVABLE, BOTTOM, LEFT, JUICEBOX BATTERY SHELF, IKEA 2.0 | 6 | 25 | 25
2015-04-17 16:30 | 1835 | AT | DYNAMIC | 07098669 | FLANGE, REMOVABLE, BOTTOM, RIGHT, JUICEBOX BATTERY SHELF, IKEA 2.0 | 6 | 25 | 25
2015-04-17 16:30 | 1836 | AT | DYNAMIC | 07098686 | OPTIONS HARD DRIVE, 6TB, SATA, IXION, CHOOSE 1 | 2388 | 1600 | 1600
2015-04-17 16:30 | 1837 | AT | DYNAMIC | 07099583 | BLANK, 1U X 19" WITH HOLES, IKEA | 3 | 4 | 4
2015-04-17 16:30 | 1838 | AT | DYNAMIC | 07100005 | OPTION, FLASH CARD, PCIE, STEGODON, 2048GB MLC, FULL BANDWIDTH, CHOOSE 1 | 3177 | 1720 | 1720
2015-04-17 16:30 | 1839 | AT | DYNAMIC | 07100030 | OPTION, ASSY, POWER FILTER MODULE, 4 X IEC320 C20 INPUT, 1 X 10P CONNECTOR OUTPUT, IKEA COLO, CHOOSE 1 | 2 | 12 | 12
2015-04-17 16:30 | 1841 | AT | DYNAMIC | 07100166 | BRACKET, RIGHT, FRONT, ATLAS 1.5 | 48 | 48 | 48
2015-04-17 16:30 | 1842 | AT | DYNAMIC | 07100167 | BRACKET, RETAINER, TRAY, ATLAS 1.5 | 96 | 96 | 96
2015-04-17 16:30 | 1843 | AT | DYNAMIC | 07100169 | BRACKET, RETAINER, TRAY & CABLE, ATLAS 1.5 | 96 | 96 | 96
2015-04-17 16:30 | 1844 | AT | DYNAMIC | 07100170 | BRACKET, FRONT, LEFT, ATLAS 1.5 | 48 | 48 | 48
2015-04-17 16:30 | 1846 | AT | DYNAMIC | 07100321 | ASSY, BRKT, REAR, THESEUS, IXION | 90 | 2000 | 2000
2015-04-17 16:30 | 1847 | AT | DYNAMIC | 07100389 | FILLER, PCIE, DOUBLE-WIDE, WITH INSULATOR | 60 | 38 | 38
2015-04-17 16:30 | 1848 | AT | DYNAMIC | 07100816 | OPTION, ASSY, PCBA, PDB, 2 WIDE, IKEA SLIM, W/O POWER CONTROL, ROHS, CHOOSE 1 | 268 | 388 | 388
2015-04-17 16:30 | 1849 | AT | DYNAMIC | 07101112 | OPTION, MOTHERBOARD, PCBA, IXION, WOL, RAZORBACK COMPATIBLE, ROHS, CHOOSE 1 | 6750 | 8400 | 8400
2015-04-17 16:30 | 1850 | AT | DYNAMIC | 07101225 | OPTIONS HARD DRIVE, 3TB, SATA, IXION, CHOOSE 1 | 3990 | 3200 | 3200
2015-04-17 16:30 | 1851 | AT | DYNAMIC | 07101255 | OPTIONS HARD DRIVE, 2TB, SATA, IXION, CHOOSE 1 | 3846 | 4000 | 4000
2015-04-17 16:30 | 1852 | AT | DYNAMIC | 07101324 | CABINET, ATLAS 1.5 | 39 | 2 | 2
2015-04-17 16:30 | 1854 | AT | DYNAMIC | 07101775 | OPTIONS, PCBA, PDB, 2 WIDE, IKEA SLIM, ROHS, CHOOSE 1 | 150 | 315 | 315
2015-04-17 16:30 | 1855 | AT | DYNAMIC | 07101810 | ASSEMBLY, HATCH DOOR, WITH CABLE HOLE ACESS, IKEA SLIM | 12 | 32 | 32
2015-04-17 16:30 | 1856 | AT | DYNAMIC | 07101812 | ASSEMBLY, COVER, INTER RACK, POWER CABLE, FBR | 6 | 16 | 16
2015-04-17 16:30 | 1857 | AT | DYNAMIC | 07103270 | OPTION, PCIE, NIC, 1 PORT, 2X10G, SABERTOOTH10, ROHS, CHOOSE 1 | 8048 | 15162 | 15162
2015-04-17 16:30 | 2435 | AT | DYNAMIC | 07103378 | ASSY, DOOR, FRAME, TOP, BASE PFM, HIGH BANDWIDTH, IKEA SLIM | 5 | 4 | 4
2015-04-17 16:30 | 1859 | AT | DYNAMIC | 07103474 | BLANK, 2U X 19", TOPHAT, METAL, IKEA 3.0 | 13 | 19 | 19
2015-04-17 16:30 | 1860 | AT | DYNAMIC | 07103477 | 07103477-FRONT_SUPPORT_JOLT_IKE.ASM | 7 | 10 | 10
2015-04-17 16:30 | 1863 | AT | DYNAMIC | 07104019 | OPTIONS HARD DRIVE, 6TB, SATA, DINGEBACK, CHOOSE 1 | 8676 | 2400 | 2400
2015-04-17 16:30 | 2149 | AT | DYNAMIC | 07104730 | MEMORY, 16GB, SAMSUNG-INPHI, 4 RANK, DDR3-1600, OPTIMIZED, 1.35V-RES, 20NM E-DIE, RDIMM ASSY, GOO3MM | 12400 | 400 | 400
2015-04-17 16:30 | 2434 | AT | DYNAMIC | 07104732 | MEMORY, 16GB, SAMSUNG-MONTAGE H0, 4 RANK, DDR3-1600, OPTIMIZED, 1.35V-RES, 20NM E-DIE, RDIMM ASSY, GOO3MM | 720 | 200 | 200
2015-04-17 16:30 | 1865 | AT | DYNAMIC | 07104851 | ASSY, DRIVE CAGE, TOP, IGUANA DRIVE | 50 | 35 | 35
2015-04-17 16:30 | 1866 | AT | DYNAMIC | 07104955 | BRKT, BOTTOM, IKEA-SLIM, JOINER, SEISMIC | 6 | 16 | 16
2015-04-17 16:30 | 2420 | AT | DYNAMIC | 07105185 | DUAL CIRCULATOR CHASSIS, 1RU, OPTICAL, C32 CHANNEL, O-BAND, 1310NM, 900UM LOOSE TUBE, OPLINK | 64 | 15 | 15
2015-04-17 16:30 | 1867 | AT | DYNAMIC | 07105306 | ASSY, TRAY, BASE, IGUANA DRIVE, FRANZIA LID CONFIG | 25 | 18 | 18
2015-04-17 16:30 | 1869 | AT | DYNAMIC | 07106928 | BRACKET, RJ45 SLOT, FILLER, IKEA SLIM | 252 | 384 | 384
2015-04-17 16:30 | 1870 | AT | DYNAMIC | 07107209 | OPTION, PCBA, MAIN BOARD, FAB 4, HEATSINK PREINSTALLED, MACTRUCK, CHOOSE 1 | 51 | 20 | 20
2015-04-17 16:30 | 2150 | AT | DYNAMIC | 07107753 | OPTION, HEATSINK, T-SHAPED, SAYBROOK & SAYBROOK PLUS, CHOOSE 1 | 6750 | 6600 | 6600
2015-04-17 16:30 | 2427 | AT | DYNAMIC | 07107961 | OPTION, CIRCULATOR CHASSIS, OPTICAL, 1RU, C64 CHANNEL, O-BAND, 1310NM, 900UM LOOSE TUBE, CHOOSE 1 | 68 | 108 | 108
2015-04-17 16:30 | 2445 | AT | DYNAMIC | 07108426 | CPU, BROADWELL DDR3/4, 22C, 145W, 2.0GHZ BASE, 2.4GHZ MAX ALL CORE TURBO, 3.0GHZ MAX SINGLE CORE, 55MB CACHE, A1, QSPEC: QJ35, MM# 942052, FCLGA10 | 286 | 150 | 150
2015-04-17 16:30 | 2492 | AT | DYNAMIC | 07108517 | OPTION, PCIE, NIC, 1 PORT, 2X20G, SABERTOOTH20, ROHS, CHOOSE 1 | 1995 | 1995 | 1995
2015-04-17 16:30 | 2500 | AT | DYNAMIC | 07108646 | CIRCULATOR CHASSIS, OPTICAL, 1RU, C64 CHANNEL, O-BAND, 1310NM, 900UM LOOSE TUBE, II-VI PHOTONICS | 32 | 32 | 32
2015-04-17 16:30 | 2486 | AT | DYNAMIC | 07113967 | OPTIONS, HARD DRIVE, 3TB, SATA, HINGEBACK, CHOOSE 1 | 13260 | 6400 | 6400
2015-04-17 16:30 | 2487 | AT | DYNAMIC | 07113968 | OPTIONS, HARD DRIVE, 4TB, SATA, HINGEBACK, CHOOSE 1 | 1944 | 4000 | 4000
2015-04-17 16:30 | 2479 | AT | DYNAMIC | 07113969 | OPTIONS, HARD DRIVE, 6TB, SATA, HINGEBACK, CHOOSE 1 | 33120 | 4000 | 4000
2015-04-17 16:30 | 2475 | AT | DYNAMIC | 07114616 | ASSY, HEATSINK, T-SHAPED, GHX, MODIFIED, IXION BW ONLY | 143 | 107 | 107
2015-04-17 16:30 | 2476 | AT | DYNAMIC | 07114705 | OPTION, ENCLOSURE, W/ EMI GASKETS & BRACKET, W/O FACEPLATE, FRANZIA, IKARIA ONLY | 2 | 6 | 6
2015-04-17 16:30 | 1873 | AT | DYNAMIC | 12000130-03 | PROGRAMMED DEVICE, FLASH, IOTA SNB & IVB COMMON BIOS, BIOS VERSION 2.0.16, 16-SOIC | 24 | 234 | 234
2015-04-17 16:30 | 1874 | AT | DYNAMIC | 12000135-02 | PROGRAMMED DEVICE, FLASH, IBIS SNB & IVB COMMON BIOS, VERSION 2.0.12, 16-SOIC | 18 | 58 | 58
2015-04-17 16:30 | 2297 | AT | DYNAMIC | 12000149-03 | PROGRAMMED DEVICE, FLASH, IXION, BIOS VERSION 1.44.0, 16-SOIC | 7200 | 6000 | 6000
2015-04-17 16:30 | 2446 | AT | DYNAMIC | 12000306-01 | PROGRAMMED DEVICE, FLASH, IXION BROADWELL, BIOS VERSION TBD, 16-SOIC | 143 | 120 | 120
2015-04-17 16:30 | 1877 | AT | DYNAMIC | 13000070-01 | POWER SUPPLY, 500W, 12VDC OUT, UNIVERSAL INPUT, W/PFC, 170X120X93MM | 25 | 18 | 18
2015-04-17 16:30 | 1878 | AT | DYNAMIC | 13000125-02 | ASSY, RECTIFIER, 3000W, 54VDC, ENERGISK/DELTA, F/W B08 OR LATER, IKEA 2.0 | 935 | 1512 | 1512
2015-04-17 16:30 | 1879 | AT | DYNAMIC | 13000140-01 | ASSY, RECTIFIER, FLATPACK2, 3000W, 54VDC, ELTEK, IKEA 2.0 | 183 | 360 | 360
2015-04-17 16:30 | 2136 | AT | DYNAMIC | 13000140-02 | ASSY, RECTIFIER, FLATPACK2, 3000W, 54VDC, ELTEK, IKEA 2.0 | 532 | 180 | 180
2015-04-17 16:30 | 1881 | AT | DYNAMIC | 16000099-01 | HARNESS, FTS POWER, MINIFIT 4PIN-SPADE, FUNCTIONAL TESTER, MAMMOTH | 100 | 400 | 400
2015-04-17 16:30 | 1882 | AT | DYNAMIC | 16000101-01 | CORD, FTS AC, C14-SPADE, 250VAC, FUNCTIONAL TESTER, MAMMOTH | 25 | 18 | 18
2015-04-17 16:30 | 1883 | AT | DYNAMIC | 16000108-01 | CABLE, QSFP, PASSIVE COPPER, 33 AWG, ETHERNET, W/ LABEL, 1M | 16 | 70 | 70
2015-04-17 16:30 | 1884 | AT | DYNAMIC | 16000109-01 | CABLE, QSFP, PASSIVE COPPER, 33 AWG, ETHERNET, W/ LABEL, 1.25M | 4509 | 2400 | 2400
2015-04-17 16:30 | 1886 | AT | DYNAMIC | 16000110-01 | CABLE, QSFP, PASSIVE COPPER, 33 AWG, ETHERNET, W/ LABEL, 1.50M | 5578 | 2940 | 2940
2015-04-17 16:30 | 1888 | AT | DYNAMIC | 16000111-01 | CABLE, QSFP, PASSIVE COPPER, 33 AWG, ETHERNET, W/ LABEL, 1.75M | 4194 | 2380 | 2380
2015-04-17 16:30 | 1890 | AT | DYNAMIC | 16000112-01 | CABLE, QSFP, PASSIVE COPPER, 33 AWG, ETHERNET, W/ LABEL, 2.00M | 1784 | 1260 | 1260
2015-04-17 16:30 | 1892 | AT | DYNAMIC | 16000123-02 | HARNESS, -48V INPUT, 39", W/HW KIT, FRANZIA | 48 | 7 | 7
2015-04-17 16:30 | 1893 | AT | DYNAMIC | 16000131-01 | HARNESS, SWIZZLE STRAW 1, CENTAURI SHELF, JUPITER | 502 | 300 | 300
2015-04-17 16:30 | 1895 | AT | DYNAMIC | 16000132-01 | HARNESS, SWIZZLE STRAW 2, CENTAURI SHELF, JUPITER | 502 | 300 | 300
2015-04-17 16:30 | 1897 | AT | DYNAMIC | 16000149-01 | CABEL HARNESS, 16AWG, 4-COND, 4-PIN F TO 5-PIN F, ACPDU-TO-RMU/USB, 48VDC, EXT, IKEA | 63 | 60 | 60
2015-04-17 16:30 | 1899 | AT | DYNAMIC | 16000151-01 | CABLE HARNESS, UL1028 8AWG, 4-COND, 4-PIN F TO 4-PIN F, ACPDU-TO-CENTAURI, 48VDC, EXT, IKEA | 63 | 40 | 40
2015-04-17 16:30 | 1901 | AT | DYNAMIC | 16000153-02 | CABLE, POWER, 48V, UL1028 8AWG, 4-CONDUCTOR, 4-PIN RECEPTACLE TO RING LUG, PDU TO BUSBAR, IKEA | 63 | 40 | 40
2015-04-17 16:30 | 1903 | AT | DYNAMIC | 16000173-01 | CABLE, QSFP-COPPER, SPLIT LENGTH, 30 AWG, 2.0 METER | 70 | 60 | 60
2015-04-17 16:30 | 1904 | AT | DYNAMIC | 16000174-01 | CABLE, QSFP-COPPER, SPLIT LENGTH, 30 AWG, 2.5 METER | 403 | 400 | 400
2015-04-17 16:30 | 1906 | AT | DYNAMIC | 16000175-01 | CABLE, QSFP-COPPER, SPLIT LENGTH, 30 AWG, 3.0 METER | 1280 | 1200 | 1200
2015-04-17 16:30 | 1908 | AT | DYNAMIC | 16000176-01 | CABLE, QSFP-COPPER, SPLIT LENGTH, 30 AWG, 3.5 METER | 1376 | 1375 | 1375
2015-04-17 16:30 | 1910 | AT | DYNAMIC | 16000177-01 | CABLE, QSFP-COPPER, SPLIT LENGTH, 28 AWG, 4.0 METER | 684 | 760 | 760
2015-04-17 16:30 | 1912 | AT | DYNAMIC | 16000178-01 | CABLE, QSFP-COPPER, SPLIT LENGTH, 28 AWG, 4.5 METER | 510 | 500 | 500
2015-04-17 16:30 | 2219 | AT | DYNAMIC | 16000203-01 | CABLE HARNESS, AND SIGNAL, POWER BOX TO CENTAURI-12V, 40", EXPANDO SLEEVE, CENTILIUM | 13 | 20 | 20
2015-04-17 16:30 | 1914 | AT | DYNAMIC | 16000212-01 | HARNESS, BUNDLE OF TWO, 24AWG, MALE-FEMALE, FAN EXTENSION, 4-COND, 30IN, MATLAS | 33 | 100 | 100
2015-04-17 16:30 | 1915 | AT | DYNAMIC | 16000214-01 | HARNESS, LED EXTENSION, 24AWG, FEMALE-FEMALE, 8-CONDUCTOR, MATLAS, 10IN | 66 | 100 | 100
2015-04-17 16:30 | 1916 | AT | DYNAMIC | 16000226-01 | CABLE HARNESS, 48V, UL1028 8AWG, 4-CONDUCTOR, 4-PIN RECEPTACLE TO RING LUG, PDU TO BUSBAR, IKEA 2.0 | 183 | 225 | 225
2015-04-17 16:30 | 1918 | AT | DYNAMIC | 16000233-01 | CABLE HARNESS, UL1028 8AWG, 4-COND, 4-PIN F TO 4-PIN F, ACPDU-TO-CENTAURI, 48VDC, EXT, IKEA 2.0 | 103 | 5000 | 5000
2015-04-17 16:30 | 1920 | AT | DYNAMIC | 16000234-02 | CABLE HARNESS, 14AWG, 4-COND, 4-PIN F TO 5-PIN F, ACPDU-TO-RMU/USB/PSYCHO, 48VDC, EXT, IKEA 2.0 | 192 | 210 | 210
2015-04-17 16:30 | 1923 | AT | DYNAMIC | 16000251-02 | CABLE, POWER, UL1015 12AWG, 9-COND, PHOENIX CONTACT 9 PIN TO MINIFIT SR 10 PIN, 40IN, IKEA COLO | 49 | 50 | 50
2015-04-17 16:30 | 1924 | AT | DYNAMIC | 16000252-02 | CABLE, POWER, UL1015 12AWG, 9-CONDUCTOR, MINIFIT SR 10 PIN TO MINIFIT SR 10 PIN, 94IN +/-1, IKEA COLO | 64 | 60 | 60
2015-04-17 16:30 | 1926 | AT | DYNAMIC | 16000300-03 | CABLE, DATA, 36 PIN, IPASS, VERT-TO-SIDE ENTRY-RIGHT, 30 AWG, LATCH ORIENTATION UP-DOWN, UNIVERSAL, W/O EXPANDO, 140MM | 330 | 750 | 750
2015-04-17 16:30 | 2220 | AT | DYNAMIC | 16000302-01 | CABLE, QSFP-COPPER, 4X SPLIT LENGTH, 30 AWG, 1.5 METER | 26 | 30 | 30
2015-04-17 16:30 | 2221 | AT | DYNAMIC | 16000303-01 | CABLE, QSFP-COPPER, 4X SPLIT LENGTH, 30 AWG, 2.0 METER | 52 | 30 | 30
2015-04-17 16:30 | 2222 | AT | DYNAMIC | 16000304-01 | CABLE, QSFP-COPPER, 4X SPLIT LENGTH, 30 AWG, 2.5 METER | 65 | 20 | 20
2015-04-17 16:30 | 2223 | AT | DYNAMIC | 16000305-01 | CABLE, QSFP-COPPER, 4X SPLIT LENGTH, 30 AWG, 3.0 METER | 65 | 20 | 20
2015-04-17 16:30 | 2224 | AT | DYNAMIC | 16000306-01 | CABLE, QSFP-COPPER, 4X SPLIT LENGTH, 30 AWG, 3.5 METER | 65 | 20 | 20
2015-04-17 16:30 | 2225 | AT | DYNAMIC | 16000307-01 | CABLE, QSFP-COPPER, 4X SPLIT LENGTH, 30 AWG, 4.0 METER | 13 | 20 | 20
2015-04-17 16:30 | 1927 | AT | DYNAMIC | 16000326-01 | CABLE, QSFP+, PASSIVE COPPER, 40GBASE-CR4, 30 AWG, 8 PAIR, ETHERNET, W/ LABEL, BLACK, ROHS, 3.5M | 448 | 550 | 550
2015-04-17 16:30 | 1929 | AT | DYNAMIC | 16000327-01 | CABLE, QSFP+, PASSIVE COPPER, 40GBASE-CR4, 28 AWG, 8 PAIR, ETHERNET, W/ LABEL, BLACK, ROHS, 4M | 36 | 30 | 30
2015-04-17 16:30 | 1930 | AT | DYNAMIC | 16000349-01 | CABLE, DC POWER, UL1007 18AWG, 4-COND, BLACK/YELLOW, 4POS FEMALE-TO-FEMALE, 13 IN, RMU 2.0 | 330 | 2000 | 2000
2015-04-17 16:30 | 1932 | AT | DYNAMIC | 16000363-01 | CABLE, RJ45 MALE - RJ12 MALE CONN., RMU2.0 - DELTA REC. SHELF, 5 FT | 139 | 200 | 200
2015-04-17 16:30 | 1934 | AT | DYNAMIC | 16000395-02 | CABLE, SATA 22-PIN COMBO, 30AWG X 2-PAIR RED DATA, FFC POWER CABLE, MALE-FEMALE, 460MM +10/-0MM | 330 | 750 | 750
2015-04-17 16:30 | 1935 | AT | DYNAMIC | 16000408-01 | CABLE, POWER, UL1015 16AWG, 8-COND, 4-PIN F TO DUAL 5-PIN F, AC PDU-TO-PSYCHO, 48VDC, EXT, EXPANDO SLEEVE, IKEA 2.0 | 3 | 20 | 20
2015-04-17 16:30 | 1937 | AT | DYNAMIC | 16000416-03 | CABLE, MINI-SAS, 1X16 PCIE-TO-2X 68P, 21 IN, LATCH DESIGN IMPROVED, MAC TRUCK PVT | 24 | 305 | 305
2015-04-17 16:30 | 1938 | AT | DYNAMIC | 16000417-03 | CABLE, MINI-SAS, 1X16 PCIE-TO-2X 68P, 43 IN, LATCH DESIGN IMPROVED, MAC TRUCK PVT | 70 | 305 | 305
2015-04-17 16:30 | 1939 | AT | DYNAMIC | 16000432-01 | CABLE, POWER, 4-COND, 4-PIN, ULYSSES, FABRIC, STARGATE, 1.0M | 16 | 24 | 24
2015-04-17 16:30 | 1940 | AT | DYNAMIC | 16000450-01 | CABLE, POWER, IKEA COLO, MINIFIT SR 10P TO PHOENIX CONTACT 9P AND MINIFIT SR 3P, 40IN | 62 | 60 | 60
2015-04-17 16:30 | 1945 | AT | DYNAMIC | 16000560-02 | CABLE, POWER, 2 X UL1028 8AWG WIRES, 4P CONN TO RING TERMINALS, 32IN, DC INPUT, IKEA SLIM | 62 | 50 | 50
2015-04-17 16:30 | 1948 | AT | DYNAMIC | 16000585-02 | HARNESS, 18/24AWG, DC POWER EXTENSION, ATLAS 1.5 | 176 | 1304 | 1304
2015-04-17 16:30 | 1949 | AT | DYNAMIC | 16000589-01 | CABLE, DATA, RS-232, RJ45 TO DB9M, 25IN +1/-0IN, IKEA SLIM | 17 | 50 | 50
2015-04-17 16:30 | 1951 | AT | DYNAMIC | 16000590-01 | CABLE, DATA, RS-485, DB9M TO RJ12, 40IN +1/-0IN, IKEA SLIM | 17 | 50 | 50
2015-04-17 16:30 | 1953 | AT | DYNAMIC | 16000591-01 | CABLE, POWER, 8 X UL1007 18AWG WIRES, BLACK/YELLOW, MACTRUCK MB 16P TO SQUID 8P, LENGTH 13.5IN +/- 0.5IN | 60 | 80 | 80
2015-04-17 16:30 | 1954 | AT | DYNAMIC | 16000616-01 | CABLE, DATA, 36 PIN, IPASS, VERT-VERT, 30 AWG, UNIVERSAL KEY, 600MM | 180 | 200 | 200
2015-04-17 16:30 | 1955 | AT | DYNAMIC | 16000619-01 | CABLE, LED, 8-CONDUCTOR, UL1007 #28AWG GREEN/YELLOW/RED/BLACK WIRES, 20IN +/-0.25IN | 704 | 5216 | 5216
2015-04-17 16:30 | 1956 | AT | DYNAMIC | 16000621-03 | CABLE, LED, 8-CONDUCTOR, UL1007 #28AWG GREEN/YELLOW/RED/BLACK WIRES, LENGTH 16IN +/-0.25IN, Y-CABLE, ROHS | 50 | 250 | 250
2015-04-17 16:30 | 1957 | AT | DYNAMIC | 16000622-01 | CABLE, POWER, STARGATE, ULYSSES TO IKEA SLIM | 96 | 100 | 100
2015-04-17 16:30 | 1961 | AT | DYNAMIC | 16000659-01 | CABLE, POWER, UL1015 20AWG, 3-COND, 5P FEMALE CONNECTOR TO FORK/RING TERMINALS, 67IN +/- 0.5IN, 48VDC, EXT, EXPANDO SLEEVE, IKEA SLIM | 4 | 100 | 100
2015-04-17 16:30 | 1962 | AT | DYNAMIC | 16000667-01 | CABLE, SATA, 22-PIN, DATA AND POWER COMBO, FLAT CABLE, MALE-MALE, 250MM | 1408 | 5000 | 5000
2015-04-17 16:30 | 1963 | AT | DYNAMIC | 16000674-01 | CABLE, MINI-SAS HD 8X, 30AWG, CTRL-TO-PB, PINOUT 1, INTERNAL, LENGTH 0.5M | 100 | 70 | 70
2015-04-17 16:30 | 1964 | AT | DYNAMIC | 16000677-02 | CABLE, POWER, 2 AWG, 2 CONDUCTOR, STRAIGHT DUAL RING LUG, 75 INCH, MAIN EXTERNAL POWER, BETELGEUSE | 12 | 24 | 24
2015-04-17 16:30 | 1966 | AT | DYNAMIC | 16000767-01 | ASSY, CABLE, DC, STRANDED CU, 2/0, 2X BENT FUSION LUG, BLACK, 19 IN | 63 | 114 | 114
2015-04-17 16:30 | 1969 | AT | DYNAMIC | 16000808-02 | CABLE, IPASS, 36PIN, PRE-FOLDED, MODIFIED COVER, VERT-VERT, 30 AWG, UNIVERSAL KEY, 700MM | 180 | 420 | 420
2015-04-17 16:30 | 1970 | AT | DYNAMIC | 16000865-01 | CABLE, POWER, UL1284 2/0 AWG HOOK-UP WIRE, GREEN, 1 CONDUCTOR, STRAIGHT DUAL RING LUG ENDS, 20 INCH, FBR | 6 | 16 | 16
2015-04-17 16:30 | 1971 | AT | DYNAMIC | 16000866-01 | CABLE, EXTERNAL, 18AWG, 4-CONDUCTOR, ALPHA 5064C, 5P MINIFIT JR. TO 5P MINIFIT JR, RMU2.0 POWER, +48VDC, IKEA SLIM AND 3.0 | 29 | 46 | 46
2015-04-17 16:30 | 1972 | AT | DYNAMIC | 16000867-01 | CABLE, POWER, 2/0 AWG, 2 CONDUCTOR, STRAIGHT DUAL RING LUG, BETELGUESE-16 MAIN EXTERNAL POWER, FROM MEGALUNABAR, LENGTH 75 INCH | 13 | 20 | 20
2015-04-17 16:30 | 1973 | AT | DYNAMIC | 25000020-01 | HARD DRIVE, 2TB, 7200 RPM, 64MB CACHE, SERIAL ATA, MUSKIE, SEAGATE | 1018 | 1600 | 1600
2015-04-17 16:30 | 1974 | AT | DYNAMIC | 25000033-01 | HARD DRIVE, 1TB, 7200 RPM, 32MB CACHE, SERIAL ATA, BLOCK DISK ENCRYPTION, JUPITER-U, HITACHI | 10 | 20 | 20
2015-04-17 16:30 | 1975 | AT | DYNAMIC | 25000075-01 | HARD DRIVE, 2TB, 7200 RPM, 64MB CACHE, SERIAL ATA, FULL DISK ENCRYPTION, MARS-K, HITACHI, 0F12470, PLATFORMS | 118 | 800 | 800
2015-04-17 16:30 | 1977 | AT | DYNAMIC | 25000089-01 | HARD DRIVE, 3TB, 7200 RPM, 64MB CACHE, SERIAL ATA, FULL DISK ENCRYPTION, MANTARAY, SEAGATE, F/W G004 | 84 | 800 | 800
2015-04-17 16:30 | 1978 | AT | DYNAMIC | 25000110-01 | HARD DRIVE, 4TB, 7200 RPM, 64MB CACHE, SERIAL ATA, FULL DISK ENCRYPTION, MARS-KP, HGST | 300 | 8800 | 8800
2015-04-17 16:30 | 1980 | AT | DYNAMIC | 25000120-01 | HARD DRIVE, 4TB, 7200 RPM, 64MB CACHE, SERIAL ATA, FULL DISK ENCRYPTION, WD RE EX800M | 12744 | 800 | 800
2015-04-17 16:30 | 1983 | AT | DYNAMIC | 25000176-01 | HARD DRIVE, 4TB, 7200 RPM, 64MB CACHE, SERIAL ATA, FULL DISK ENCRYPTION, MARS-KP, HGST | 324 | 2400 | 2400
2015-04-17 16:30 | 1984 | AT | DYNAMIC | 25000212-02 | CSSD, SECURE CASE, SHS450S3/32G, SANDFORCE 2241 + IM, 19NM TOSHIBA NAND HALFSLIM MO-297, SATA 2.6, 1.8IN, ENCRYPTION CAPABLE, 27.4GB USEABLE, F/W 507KC8 MIN | 104 | 808 | 808
2015-04-17 16:30 | 2501 | AT | DYNAMIC | 25000212-03 | CSSD, SECURE CASE, SHS450S3/32G, SANDFORCE 2241 + IM, A19NM TOSHIBA NAND HALFSLIM MO-297, SATA 2.6, 1.8IN, ENCRYPTION CAPABLE, 27.4GB USEABLE, F/W 564 MIN | 920 | 54 | 54
2015-04-17 16:30 | 1986 | AT | DYNAMIC | 25000240-01 | HARD DRIVE, 6TB, 7200 RPM, 64MB CACHE, SERIAL ATA 3.0/ATA-8, ARIES HC6, HGST | 8276 | 2400 | 2400
2015-04-17 16:30 | 1988 | AT | DYNAMIC | 25000275-01 | HARD DRIVE, 3.5 HDD, 6TB, 7200 RPM, 128MB CACHE, SERIAL ATA, FULL DISK ENCRYPTION, SEAGATE MAKARA | 720 | 12800 | 12800
2015-04-17 16:30 | 1990 | AT | DYNAMIC | 25000285-01 | ASSY, STEGODON PCIE X 4, 2048GB EMLC, 1024GB ODP, A19NM, 1.8V, TOSHIBA, YC, SM DRAM, FAB-05, SECURITY BRKT, FULL BANDWIDTH, ROHS | 398 | 3534 | 3534
2015-04-17 16:30 | 1992 | AT | DYNAMIC | 30000987 | CABLE, FIBER, CORD, OM3, MM, BIF, LC-LC-DX, UPC, 2.0MM ZIPCORD, OFNR, 18IN, (0.46M)PSYCHO, IKEA | 56 | 92 | 92
2015-04-17 16:30 | 2137 | AT | DYNAMIC | 30001152-002 | CABLE, FIBER, CORD, OM3-BIF, MM, QSFP 8-FIBER, MTP/MPO, F-F, KEY UP TO KEY UP, 3.0MM ROUND, OFNR, 2M | 48 | 24 | 24
2015-04-17 16:30 | 1993 | AT | DYNAMIC | 30001175 | CABLE, FIBER, 8-BUNDLE, SM, BIF, LC-LC-DX, UPC, INTERCONNECT CABLE, 3.4MM UNIBOOT, 2.75M | 303 | 560 | 560
2015-04-17 16:30 | 1995 | AT | DYNAMIC | 30001176 | CABLE, FIBER, 8-BUNDLE, SM, BIF, LC-LC-DX, UPC, INTERCONNECT CABLE, 3.4MM UNIBOOT, 3.25M | 498 | 460 | 460
2015-04-17 16:30 | 1997 | AT | DYNAMIC | 30001177 | CABLE, FIBER, 8-BUNDLE, SM, BIF, LC-LC-DX, UPC, INTERCONNECT CABLE, 3.4MM UNIBOOT, 3.5M | 199 | 208 | 208
2015-04-17 16:30 | 1999 | AT | DYNAMIC | 30001178 | CABLE, FIBER, 8-BUNDLE, SM, BIF, LC-LC-DX, UPC, INTERCONNECT CABLE, 3.4MM UNIBOOT, 3.75M | 152 | 260 | 260
2015-04-17 16:30 | 2001 | AT | DYNAMIC | 30001179-003 | CABLE, FIBER, 8-BUNDLE, SM, BIF, LC-LC-DX, UPC, INTERCONNECT CABLE, 3.4MM UNIBOOT, 3M | 199 | 228 | 228
2015-04-17 16:30 | 2003 | AT | DYNAMIC | 30001179-004 | CABLE, FIBER, 8-BUNDLE, SM, BIF, LC-LC-DX, UPC, INTERCONNECT CABLE, 3.4MM UNIBOOT, 4M | 256 | 572 | 572
2015-04-17 16:30 | 2006 | AT | DYNAMIC | 30001187 | CABLE, FIBER, 2-BUNDLE, OM2-BIF, MM, 4-FIBER, MTP/MPO-LC, 2.0MM ROUND, OFNR, 2.5M | 16 | 276 | 276
2015-04-17 16:30 | 2008 | AT | DYNAMIC | 30001194 | CABLE, FIBER, INTERCONNECT, 16-FIBER, SM, BIF, LC-LC-DX, UPC, 3.4MM INTERCONNECT CABLE, FANOUT (1.0M-LC, 0.6M-LC), 2.00MM UNIBOOT, OFNR, 2.5M | 495 | 520 | 520
2015-04-17 16:30 | 2010 | AT | DYNAMIC | 30001195 | CABLE, FIBER, 8-BUNDLE, SM, BIF, LC-LC-DX, UPC, INTERCONNECT CABLE, 3.4MM UNIBOOT, 4.25M | 100 | 104 | 104
2015-04-17 16:30 | 2428 | AT | DYNAMIC | 30001814-002 | CABLE, FIBER, CORD, SM, BIF, QSFP 8-FIBER, MTP12-ELITE, APC POLISH, F-KEY UP TO 4-LC-DX, 3.0MM ROUND, BREAKOUT(0.75M-LC-DX, 2.0 MM UNIBOOT), OFNR, 2M | 1600 | 1728 | 1728
2015-04-17 16:30 | 2017 | AT | DYNAMIC | 42000233-02 | ASSY, PCBA, NIC, PCI-E, 2 PORT, 2 X 10GIG/E, IPASS, LYNX, ROHS | 144 | 40 | 40
2015-04-17 16:30 | 2020 | AT | DYNAMIC | 42000285-02 | ASSY, PCBA, CAVEMAN, VER 2, MATLAS CONTROL BOARD, ROHS | 33 | 15 | 15
2015-04-17 16:30 | 2021 | AT | DYNAMIC | 42000289-01 | ASSY, PCBA, INTERPOSER, MAMMOTH, MATLAS | 132 | 60 | 60
2015-04-17 16:30 | 2023 | AT | DYNAMIC | 42000347-01 | ASSY, PCBA, DEBUG CARD, 26-PIN, W/ 4-WIRE, REMOTE RESET, IKARIA, CUSTOM FOR MATLAS | 11 | 5 | 5
2015-04-17 16:30 | 2024 | AT | DYNAMIC | 42000358-04 | ASSY, PCBA, CONCENTRATOR BOARD, F/W 2.9.1 MIN, RMU 2.0 | 330 | 720 | 720
2015-04-17 16:30 | 2025 | AT | DYNAMIC | 42000407-01 | ASSY, PCI/PCBA, NIC, 1 PORT, 2X10GE, QSFP, PUMA, ROHS, MINIMUM F/W 2.10.4790 | 725 | 120 | 120
2015-04-17 16:30 | 2448 | AT | DYNAMIC | 42000495-11 | MOTHERBOARD, PCBA, IXION, WOL, RAZORBACK COMPATIBLE, HOTSWAP, W/22UF CAP, ROHS | 3150 | 756 | 756
2015-04-17 16:30 | 2027 | AT | DYNAMIC | 42000500-01 | ASSY, PCI/PCBA, NIC, ETHERNET, 10/100/1000 MBPS BASE-T, PCIE, 1 X RJ-45 PORT, LOW PROFILE, GIGABIT CT2 | 180 | 600 | 600
2015-04-17 16:30 | 2028 | AT | DYNAMIC | 42000504-02 | ASSY, PCBA, LIZARD-DRIVE, STEGODON TEST FIXTURE, ROHS | 100 | 70 | 70
2015-04-17 16:30 | 2029 | AT | DYNAMIC | 42000505-04 | ASSY, PCBA, KAUAI, STEGODON TEST FIXTURE, ROHS | 35 | 48 | 48
2015-04-17 16:30 | 2030 | AT | DYNAMIC | 42000535-02 | PCBA, 4-PORTS, IPASS, 4 X 4 PCIE + USB HUB, THESEUS, PVT | 516 | 1120 | 1120
2015-04-17 16:30 | 2033 | AT | DYNAMIC | 42000548-05 | ASSY, PCBA, PDB, 2 WIDE, IKEA SLIM, ROHS | 181 | 80 | 80
2015-04-17 16:30 | 2039 | AT | DYNAMIC | 42000588-01 | ASSY, PCBA, LED MODULE, IGUANA, ROHS | 754 | 5251 | 5251
2015-04-17 16:30 | 2040 | AT | DYNAMIC | 42000604-02 | ASSY, PCBA, NIC, 1 PORT, 2X10G, SABERTOOTH10, CTH, ROHS | 2426 | 1920 | 1920
2015-04-17 16:30 | 2042 | AT | DYNAMIC | 42000615-01 | ASSY, PCBA, PDB, 4-WIDE, 3-NET, TRIBUTARY, IKEA | 7 | 180 | 180
2015-04-17 16:30 | 2045 | AT | DYNAMIC | 42000671-02 | ASSY, PCBA, BAY BOARD, .110 THICKNESS, BLUE SOLDERMASK, ATLAS1.5, ROHS | 704 | 5216 | 5216
2015-04-17 16:30 | 2047 | AT | DYNAMIC | 42000690-01 | ASSY, PCBA, 1X40G, ADAPTER NIC, SABERTOOTH40, ROHS | 136 | 1040 | 1040
2015-04-17 16:30 | 2048 | AT | DYNAMIC | 42000703-02 | ASSY, PCBA, PDB, 4-WIDE, 3-NET, 100A, IKEA 2.0 | 76 | 30 | 30
2015-04-17 16:30 | 2049 | AT | DYNAMIC | 42000711-01 | MOTHERBOARD, PCBA, IBIS, REWORKED TO ENABLE X16 PCIE SLOTS, W/ BG625000134, PATSBURG C0/C1, VR, GREEN, FAB8, CUSTOM FOR ATLAS | 398 | 84 | 84
2015-04-17 16:30 | 2051 | AT | DYNAMIC | 42000741-02 | ASSY, PCBA, PDB, 2 WIDE, IKEA SLIM, W/O POWER CONTROL, ROHS | 8 | 40 | 40
2015-04-17 16:30 | 2488 | AT | DYNAMIC | 42000818-02 | CARD, PCIE, SEASTAR, ROHS | 60 | 69 | 69
2015-04-17 16:30 | 2474 | AT | DYNAMIC | 50000117-05 | ASSY, RACK, MECHANICAL BASE CONFIGURATION, IKEA 2.0 W/IKEA 3.0 INSEP+FILLER | 115 | 189 | 189
2015-04-17 16:30 | 2443 | AT | DYNAMIC | 50000132-04 | ASSY, RACK, MECHANICAL OREGON BASE CONFIGURATION, IKEA 2.0 W/IKEA 3.0 INSEP+FILLER | 5 | 4 | 4
2015-04-17 16:30 | 2056 | AT | DYNAMIC | 50000150-04 | ASSY, RACK, MECHANICAL BASE CONFIGURATION WITH EMI DOOR, TRIBUTARY-COMPATIBLE, IKEA SLIM | 19 | 9 | 9
2015-04-17 16:30 | 2304 | AT | DYNAMIC | 50000174-03 | ASSY, RACK, MECHANICAL BASE CONFIGURATION, NCS, IKEA SLIM | 1 | 1 | 1
2015-04-17 16:30 | 2060 | AT | DYNAMIC | 50000177-03 | ASSY, RACK, MECHANICAL BASE CONFIGURATION, MIDDLE BLOCK, BETELGEUSE, IKEA SLIM | 12 | 16 | 16
2015-04-17 16:30 | 2063 | AT | DYNAMIC | 50000213-02 | ASSY, RACK, MECHANICAL BASE CONFIGURATION, STARGATE LEFT, IKEA SLIM | 2 | 3 | 3
2015-04-17 16:30 | 2064 | AT | DYNAMIC | 50000214-02 | ASSY, RACK, MECHANICAL BASE CONFIGURATION, STARGATE RIGHT, IKEA SLIM | 2 | 3 | 3
2015-04-17 16:30 | 2473 | AT | DYNAMIC | 50000230-02 | ASSY, RACK, MECHANICAL BASE CONFIGURATION, MT CLOUD CAPABLE, IKEA 2.0 W/IKEA 3.0 INSEP+FILLER | 6 | 2 | 2
2015-04-17 16:30 | 2065 | AT | DYNAMIC | 50000233-01 | ASSY, RACK, MECHANICAL BASE CONFIGURATION, IKEA 3.0 W/0.6" INCREASING FOR PAYLOAD | 7 | 10 | 10
2015-04-17 16:30 | 2067 | AT | DYNAMIC | 50000237-01 | ASSY, RACK, MECHANICAL BASE CONFIGURATION, MINICLUSTER MACHINE, IKEA SLIM | 16 | 26 | 26
2015-04-17 16:30 | 2436 | AT | DYNAMIC | 50000250-01 | ASSY, RACK, HIGH BANDWIDTH FRAME WITH OLD PERF, IKEA SLIM | 3 | 4 | 4
2015-04-17 16:30 | 2429 | AT | DYNAMIC | 50000254-01 | ASSY, RACK, MECHANICAL BASE CONFIGURATION, SPINE RACK, BETELGEUSE 16, JUPITER X, IKEA SLIM | 13 | 14 | 14
2015-04-17 16:30 | 2138 | AT | DYNAMIC | 72000390-01 | ASSY, QSFP SHUFFLE, 1RU, 32-PORT X 8 MPO-12, OM3 MMF, 0.5DB, 4-WAY X 8 MPO FULL SHUFFLES | 3 | 2 | 2
2015-04-17 16:30 | 2226 | AT | DYNAMIC | 72000410-02 | ASSY, POWER BOX, DC AND SIGNAL, CENTILIUM | 13 | 24 | 24
2015-04-17 16:30 | 2068 | AT | DYNAMIC | 72000452-02 | ASSY, POWER DISTRIBUTION W/ NYTTIG, AC/DC, NEGATIVE, DUAL FEED, JUPITER | 63 | 37 | 37
2015-04-17 16:30 | 2069 | AT | DYNAMIC | 72000751-02 | ASSY, POWER DISTRIBUTION W/ NYTTIG, AC/DC, POSITIVE, SINGLE FEED, IKEA 2.0 | 178 | 165 | 165
2015-04-17 16:30 | 2070 | AT | DYNAMIC | 72000790-01 | ASSY, POWER DISTRIBUTION W/ NYTTIG, OREGON, AC/DC, POSITIVE, SINGLE FEED, IKEA 2.0 | 5 | 16 | 16
2015-04-17 16:30 | 2077 | AT | DYNAMIC | 72003410-02 | ASSY, POWER SHELF, ELTEK, 180-264VAC INPUT, 42-59VDC OUT, JOLT, IKEA 3.0 | 7 | 10 | 10
2015-04-17 16:30 | 2497 | AT | DYNAMIC | 86001251 | SWITCH, 1U SWITCH, BASE PLUTO, WITH 2 IPHASS CARDS, 2GB CF | 6 | 8 | 8
2015-04-17 16:30 | 2498 | AT | DYNAMIC | 86001597 | ASSY, VANILLA, FOGILIUM, 20A, IPASS,W/SLOT ID, NO SWITCH, NO MACHINES, V3 WIRING (ROHS) | 2 | 2 | 2
2015-04-17 16:30 | 2084 | AT | DYNAMIC | 86001741 | ASSY, NETWORK SWITCH, 4RU, 64XQSFP, 2XSHIVA, 48VDC CENTAURILITE SYSTEM, ROHS | 1059 | 1474 | 1474
2015-04-17 16:30 | 2086 | AT | DYNAMIC | 86001840 | ASSY, 1U SWITCH, PLUTO , -48VDC PLUTO4, WITH 2 IPHASS CARDS, 2GB CF, ROHS | 14 | 12 | 12
2015-04-17 16:30 | 2228 | AT | DYNAMIC | 86002138 | ASSY, NETWORK SWITCH, 4RU, 32XQSFP, 1XSHIVA, 12V_CENTAURILITE SYSTEM, ROHS | 13 | 6 | 6
2015-04-17 16:30 | 2088 | AT | DYNAMIC | 86003175 | SYSTEM, SWITCH, QFX5100-48S-DC-AFO, DC, 1RU, 48X 10GBE/1GBE SFP+/SFP PORTS, 6X 40GBE QSFP+ PORTS, FRONT-TO-BACK AIRFLOW, DUAL REDUNDANT DC PSUS, FANS, W/ 8GB MEM & 32GB SSD, ROHS | 2 | 64 | 64
2015-04-17 16:30 | 2089 | AT | DYNAMIC | 86003284 | ASSY, SWITCH, 1RU, 32-PORTS QSFP,+/- 48V, VER 5 ULYSSES, 2GB SDHC, W/ MOUNTING KITS FOR FOGILLIUM & IKEA, ROHS | 16 | 100 | 100
2015-04-17 16:30 | 2090 | AT | DYNAMIC | 86003297 | ASSY, NETWORK SWITCH, 17RU, 256XQSFP, 8XALNITAK, 48V DC, BETELGEUSE8, ROHS | 12 | 24 | 24
2015-04-17 16:30 | 2430 | AT | DYNAMIC | 86004197-03 | ASSY, NETWORK SWITCH, 34RU, 512XQSFP, 16XTRAPEZIUM, 48V DC, BETELGEUSE16, ROHS | 13 | 14 | 14
2015-04-17 16:30 | 2092 | AT | DYNAMIC | 900097 | CORD, DATA, PATCH,CAT5E, PC 568B, STANDED, 3 FT, YELLOW | 82 | 174 | 174
2015-04-17 16:30 | 2094 | AT | DYNAMIC | 900098 | CORD, PATCH, CAT 5E, 7 FT, PC 568B, STRANDED, BLACK | 447 | 1069 | 1069
2015-04-17 16:30 | 2096 | AT | DYNAMIC | 900099 | CORD, DATA, PATCH,CAT5E, PC 568B, STANDED, 5 FT, BLUE | 280 | 489 | 489
2015-04-17 16:30 | 2098 | AT | DYNAMIC | 900189 | GUARD, FAN, PLASTIC, PUSH-ON, 80MM X 80MM | 374 | 46 | 46
2015-04-17 16:30 | 2100 | AT | DYNAMIC | 900298 | CORD, PATCH, CAT5E, 568B, 24AWG, UNSHIELDED, NO BOOT, YELLOW, 5FT | 21 | 38 | 38
2015-04-17 16:30 | 2499 | AT | DYNAMIC | 900752 | UPS, 650VA, 4 OUTLETS, 220-240 VAC INPUT, CS650 | 3 | 2 | 2
2015-04-17 16:30 | 1484 | NL | DYNAMIC | 07001115 | POWER CORD, 18-3, 10AMP, 250V, IEC 320/C13, STRAIGHT X IEC 320/C14, 6 FT | 12 | 100 | 100
2015-04-17 16:30 | 2506 | NL | DYNAMIC | 07016723 | POWER STRIP, FOGILIUM, PARALLEL DESIGN, 32A, 30 OUTLETS, IEC 60309 PLUG, W/BRKT | 18 | 18 | 18
2015-04-17 16:30 | 1544 | NL | DYNAMIC | 07023634 | CABLE, 2N SHELF TO SHELF, RJ45, COMMUNICATION, ROHS | 27 | 100 | 100
2015-04-17 16:30 | 1546 | NL | DYNAMIC | 07023636 | MECH, SLOT FILLER FOR PULSAR EDGE CONTROLLER POSITION, ROHS | 14 | 10 | 10
2015-04-17 16:30 | 1548 | NL | DYNAMIC | 07023638 | MECH, RECTIFIER SLOT FILLER, WHITE, ROHS | 26 | 50 | 50
2015-04-17 16:30 | 1551 | NL | DYNAMIC | 07023643 | EDGE CONTROLLER SERIES 1:1, CP841A_3C3R, ROHS | 7 | 40 | 40
2015-04-17 16:30 | 1553 | NL | DYNAMIC | 07023777 | OPTICAL MODULE, SFP+, 10GBPS, 1310NM , LC, LR (10KM), ROHS 6, PLUTO/PSYCHO | 21 | 50 | 50
2015-04-17 16:30 | 1565 | NL | DYNAMIC | 07028896 | CABLE, USB 2.0 ,TYPE A MALE TO A MALE 2 M (6.5FT) | 34 | 100 | 100
2015-04-17 16:30 | 1569 | NL | DYNAMIC | 07028905 | CABLE, USB 2.0, TYPE A MALE TO A MALE, 3.5M (11.5FT) | 21 | 100 | 100
2015-04-17 16:30 | 1574 | NL | DYNAMIC | 07030029 | CABLE, USB 2.0, TYPE A MALE TO A MALE, 4M (13.1FT) | 361 | 900 | 900
2015-04-17 16:30 | 1576 | NL | DYNAMIC | 07030031 | CABLE, USB 2.0, TYPE A MALE TO A MALE, 4.5M (14.8 FT) | 14 | 12 | 12
2015-04-17 16:30 | 1578 | NL | DYNAMIC | 07030051 | CABLE, SHELF TO SHELF, RJ45, CAT5E COMMUNICATION, 27IN, CUSTOM | 27 | 100 | 100
2015-04-17 16:30 | 1582 | NL | DYNAMIC | 07034277 | CORD, PATCH, CAT5E, CROSSOVER, T568A-T568B, YELLOW, 5FT | 7 | 10 | 10
2015-04-17 16:30 | 1587 | NL | DYNAMIC | 07038011 | CABLE, HARNESS, DC, 2/0 AWG, W/ BENT FUSION LUGS, TIN/SILVER PLATED, RED, 44IN | 14 | 40 | 40
2015-04-17 16:30 | 1589 | NL | DYNAMIC | 07038018 | CABLE, HARNESS, DC, 2/0 AWG, W/ BENT FUSION LUGS, TIN/SILVER PLATED, BLK, 44IN | 14 | 40 | 40
2015-04-17 16:30 | 1591 | NL | DYNAMIC | 07038028 | CABLE, HARNESS, DC, 2/0 AWG, W/ BENT FUSION LUGS, TIN/SILVER PLATED, RED, 23IN | 7 | 20 | 20
2015-04-17 16:30 | 1593 | NL | DYNAMIC | 07038036 | CABLE, HARNESS, DC, 2/0 AWG, W/ BENT FUSION LUGS, TIN/SILVER PLATED, BLK, 23IN | 7 | 20 | 20
2015-04-17 16:30 | 1599 | NL | DYNAMIC | 07040122 | CLAMP, C-19 OVERMOLD CLAMP ASSY | 84 | 500 | 500
2015-04-17 16:30 | 1603 | NL | DYNAMIC | 07040345 | OPTICAL MODULE, QSFP, GR4, 4X10GB/S, CWDM, 2KM LR, 20-65C, 3.5W, GR4 V1.1, ROHS, INNOLIGHT TR-QQ13T-N00V1.1 | 1664 | 2000 | 2000
2015-04-17 16:30 | 1606 | NL | DYNAMIC | 07040594 | ASSY, BRKT, INSERT, 5X 1U SLOTS, RIGHT SIDE, TOP HAT, IKEA, JUPITER | 20 | 60 | 60
2015-04-17 16:30 | 1608 | NL | DYNAMIC | 07040600 | ASSY, BRKT, INSERT, 5X 1U SLOTS, LEFT SIDE, TOP HAT, IKEA, JUPITER | 20 | 60 | 60
2015-04-17 16:30 | 1612 | NL | DYNAMIC | 07042021 | SWITCH, CS2-S, FCX 648, 48X1GE PORTS, 4X10GE SFP+, 1 PSU, JUPITER | 7 | 12 | 12
2015-04-17 16:30 | 2504 | NL | DYNAMIC | 07042293 | CIRCULATOR CHASSIS, OPTICAL, C32 CHANNEL, O-BAND, 1310NM, 1RU, PHOTOP | 48 | 8 | 8
2015-04-17 16:30 | 1618 | NL | DYNAMIC | 07042622 | CORD, DATA, PATCH,CAT5E, PC 568B, STANDED, 7 FT, WHITE | 25 | 35 | 35
2015-04-17 16:30 | 1620 | NL | DYNAMIC | 07042625 | CORD, DATA, PATCH,CAT5E, PC 568B, STANDED, 10 FT, WHITE | 74 | 500 | 500
2015-04-17 16:30 | 1622 | NL | DYNAMIC | 07042627 | CORD, DATA, PATCH,CAT5E, PC 568B, STANDED, 15 FT, WHITE | 77 | 1000 | 1000
2015-04-17 16:30 | 1625 | NL | DYNAMIC | 07043109 | ASSY, CORD, PWR, 20A, 12AWG, 250VAC, 105C, IEC 320 C19 X IEC 320 C20 MOLDED, 25IN | 84 | 1800 | 1800
2015-04-17 16:30 | 1627 | NL | DYNAMIC | 07043585 | INSERT,TH,HIGHA 1UA LOWA 4U,IKEA | 20 | 200 | 200
2015-04-17 16:30 | 1629 | NL | DYNAMIC | 07043594 | INSERT,HIGHA 1UA LOWA 4U,RH | 20 | 200 | 200
2015-04-17 16:30 | 1631 | NL | DYNAMIC | 07043667 | BLANK, 1U X 19", TOPHAT, METAL, IKEA | 161 | 500 | 500
2015-04-17 16:30 | 1633 | NL | DYNAMIC | 07043707 | BRKT,FILLER,1U WITH CBL MGR | 62 | 300 | 300
2015-04-17 16:30 | 1637 | NL | DYNAMIC | 07043831 | BLANK, 4U X 19", SLOT, METAL, IKEA | 7 | 25 | 25
2015-04-17 16:30 | 1643 | NL | DYNAMIC | 07045224 | TUNNEL,POWER CABLE MGR,IKEA | 20 | 250 | 250
2015-04-17 16:30 | 1645 | NL | DYNAMIC | 07045450 | LINE CARD,MODULE, 4-PORT 10GBE, REQUIRES SFP+, FOR FCX 624/648 SERIES, OPTIONAL | 7 | 50 | 50
2015-04-17 16:30 | 1649 | NL | DYNAMIC | 07046658 | INVERTER, 42-60VDC IN, 120-240VAC OUT, PURE SINE WAVE, 300W CONTINUOUS, 21" RED/BLACK/GRN-YLW WIRES, CONNECTORIZED | 7 | 50 | 50
2015-04-17 16:30 | 2507 | NL | DYNAMIC | 07047191 | BASE STRUCTURE, CENTILIUM | 6 | 6 | 6
2015-04-17 16:30 | 2508 | NL | DYNAMIC | 07047225 | PLATE,TOP,CENTILIUM | 6 | 6 | 6
2015-04-17 16:30 | 2509 | NL | DYNAMIC | 07047226 | WALL,CENTAURI MNT,RH | 6 | 6 | 6
2015-04-17 16:30 | 2510 | NL | DYNAMIC | 07047227 | WALL,CENTAURI MNT,LH | 6 | 6 | 6
2015-04-17 16:30 | 2511 | NL | DYNAMIC | 07050894 | BRKT,REAR CLAMP,CENTILIUM | 6 | 6 | 6
2015-04-17 16:30 | 2512 | NL | DYNAMIC | 07050910 | ASSY, BRKT, TRAY STOP, FOGILIUM, W/C1 LABELS | 6 | 6 | 6
2015-04-17 16:30 | 2513 | NL | DYNAMIC | 07050912 | ASSY, BRKT, TRAY STOP, FOGILIUM, W/C2 LABELS | 6 | 6 | 6
2015-04-17 16:30 | 2514 | NL | DYNAMIC | 07050914 | ASSY, BRKT, TRAY STOP, FOGILIUM, W/C3 LABELS | 6 | 6 | 6
2015-04-17 16:30 | 2515 | NL | DYNAMIC | 07051057 | BRIDGE,CABLE GUIDE,CENT | 6 | 30 | 30
2015-04-17 16:30 | 1661 | NL | DYNAMIC | 07051631 | POWER CORD, PWR, 10A, 250V, I/3G CEI 23-50 X IEC 60320 C13, H05VV-F3G 1,00MM2, 4 FT, GREY | 7 | 20 | 20
2015-04-17 16:30 | 1677 | NL | DYNAMIC | 07057145-02 | CABLE, DC. BENT, LUG, RED, 41" | 40 | 200 | 200
2015-04-17 16:30 | 1679 | NL | DYNAMIC | 07057146-02 | ASSY, CABLE, 2/0 GAUGE, 20IN LONG, RED WITH FUSION LUGS | 20 | 60 | 60
2015-04-17 16:30 | 1681 | NL | DYNAMIC | 07057147-02 | CABLE, DC, BENT, LUG, BLACK, 39" | 40 | 210 | 210
2015-04-17 16:30 | 1683 | NL | DYNAMIC | 07057148-02 | CABLE, DC, BENT, LUG, BLACK,18" | 20 | 200 | 200
2015-04-17 16:30 | 1685 | NL | DYNAMIC | 07057309 | ASSY, BRKT, INVERTER MOUNT, COTEK, SHORT | 7 | 10 | 10
2015-04-17 16:30 | 1687 | NL | DYNAMIC | 07057485 | ASSY, BRKT, BLANK, INVERTER, TOP HAT, IKEA, OREGON | 7 | 10 | 10
2015-04-17 16:30 | 2117 | NL | DYNAMIC | 07062846 | PANEL, FILLER, ONE SHELF, IKEA | 70 | 384 | 384
2015-04-17 16:30 | 1701 | NL | DYNAMIC | 07062885 | OPTICAL MODULE, QSFP, SR4, 40GBS, SR4-LITE, 850NM, 20-60C, GEN2 SILICON, ROHS, FINISAR FTL410QE2C-G1 | 512 | 1280 | 1280
2015-04-17 16:30 | 2516 | NL | DYNAMIC | 07064824 | ASM, COUGAR, SLED, 3X CHASSIS, SEISMIC, CENTILIUM | 6 | 6 | 6
2015-04-17 16:30 | 1706 | NL | DYNAMIC | 07065494 | CIRCULATOR CHASSIS, 1RU, OPTICAL, C32 CHANNEL, O-BAND, 1310NM, 900UM LOOSE TUBE, OPLINK | 4 | 64 | 64
2015-04-17 16:30 | 1727 | NL | DYNAMIC | 07073292 | FILLER, BLANK RECTIFIER SLOT, PLASTIC, DELTA | 52 | 192 | 192
2015-04-17 16:30 | 1885 | NL | DYNAMIC | 16000109-01 | CABLE, QSFP, PASSIVE COPPER, 33 AWG, ETHERNET, W/ LABEL, 1.25M | 412 | 1400 | 1400
2015-04-17 16:30 | 1887 | NL | DYNAMIC | 16000110-01 | CABLE, QSFP, PASSIVE COPPER, 33 AWG, ETHERNET, W/ LABEL, 1.50M | 554 | 1400 | 1400
2015-04-17 16:30 | 1889 | NL | DYNAMIC | 16000111-01 | CABLE, QSFP, PASSIVE COPPER, 33 AWG, ETHERNET, W/ LABEL, 1.75M | 486 | 1400 | 1400
2015-04-17 16:30 | 1891 | NL | DYNAMIC | 16000112-01 | CABLE, QSFP, PASSIVE COPPER, 33 AWG, ETHERNET, W/ LABEL, 2.00M | 340 | 140 | 140
2015-04-17 16:30 | 1894 | NL | DYNAMIC | 16000131-01 | HARNESS, SWIZZLE STRAW 1, CENTAURI SHELF, JUPITER | 56 | 30 | 30
2015-04-17 16:30 | 1896 | NL | DYNAMIC | 16000132-01 | HARNESS, SWIZZLE STRAW 2, CENTAURI SHELF, JUPITER | 56 | 50 | 50
2015-04-17 16:30 | 1898 | NL | DYNAMIC | 16000149-01 | CABEL HARNESS, 16AWG, 4-COND, 4-PIN F TO 5-PIN F, ACPDU-TO-RMU/USB, 48VDC, EXT, IKEA | 7 | 5 | 5
2015-04-17 16:30 | 1900 | NL | DYNAMIC | 16000151-01 | CABLE HARNESS, UL1028 8AWG, 4-COND, 4-PIN F TO 4-PIN F, ACPDU-TO-CENTAURI, 48VDC, EXT, IKEA | 7 | 2 | 2
2015-04-17 16:30 | 1902 | NL | DYNAMIC | 16000153-02 | CABLE, POWER, 48V, UL1028 8AWG, 4-CONDUCTOR, 4-PIN RECEPTACLE TO RING LUG, PDU TO BUSBAR, IKEA | 7 | 2 | 2
2015-04-17 16:30 | 1905 | NL | DYNAMIC | 16000174-01 | CABLE, QSFP-COPPER, SPLIT LENGTH, 30 AWG, 2.5 METER | 52 | 100 | 100
2015-04-17 16:30 | 1907 | NL | DYNAMIC | 16000175-01 | CABLE, QSFP-COPPER, SPLIT LENGTH, 30 AWG, 3.0 METER | 150 | 400 | 400
2015-04-17 16:30 | 1909 | NL | DYNAMIC | 16000176-01 | CABLE, QSFP-COPPER, SPLIT LENGTH, 30 AWG, 3.5 METER | 158 | 800 | 800
2015-04-17 16:30 | 1911 | NL | DYNAMIC | 16000177-01 | CABLE, QSFP-COPPER, SPLIT LENGTH, 28 AWG, 4.0 METER | 78 | 200 | 200
2015-04-17 16:30 | 1913 | NL | DYNAMIC | 16000178-01 | CABLE, QSFP-COPPER, SPLIT LENGTH, 28 AWG, 4.5 METER | 54 | 200 | 200
2015-04-17 16:30 | 2517 | NL | DYNAMIC | 16000203-01 | CABLE HARNESS, AND SIGNAL, POWER BOX TO CENTAURI-12V, 40", EXPANDO SLEEVE, CENTILIUM | 6 | 20 | 20
2015-04-17 16:30 | 1917 | NL | DYNAMIC | 16000226-01 | CABLE HARNESS, 48V, UL1028 8AWG, 4-CONDUCTOR, 4-PIN RECEPTACLE TO RING LUG, PDU TO BUSBAR, IKEA 2.0 | 20 | 90 | 90
2015-04-17 16:30 | 1919 | NL | DYNAMIC | 16000233-01 | CABLE HARNESS, UL1028 8AWG, 4-COND, 4-PIN F TO 4-PIN F, ACPDU-TO-CENTAURI, 48VDC, EXT, IKEA 2.0 | 13 | 50 | 50
2015-04-17 16:30 | 1921 | NL | DYNAMIC | 16000234-02 | CABLE HARNESS, 14AWG, 4-COND, 4-PIN F TO 5-PIN F, ACPDU-TO-RMU/USB/PSYCHO, 48VDC, EXT, IKEA 2.0 | 20 | 100 | 100
2015-04-17 16:30 | 2518 | NL | DYNAMIC | 16000302-01 | CABLE, QSFP-COPPER, 4X SPLIT LENGTH, 30 AWG, 1.5 METER | 12 | 30 | 30
2015-04-17 16:30 | 2519 | NL | DYNAMIC | 16000303-01 | CABLE, QSFP-COPPER, 4X SPLIT LENGTH, 30 AWG, 2.0 METER | 24 | 30 | 30
2015-04-17 16:30 | 2520 | NL | DYNAMIC | 16000304-01 | CABLE, QSFP-COPPER, 4X SPLIT LENGTH, 30 AWG, 2.5 METER | 30 | 20 | 20
2015-04-17 16:30 | 2521 | NL | DYNAMIC | 16000305-01 | CABLE, QSFP-COPPER, 4X SPLIT LENGTH, 30 AWG, 3.0 METER | 30 | 20 | 20
2015-04-17 16:30 | 2522 | NL | DYNAMIC | 16000306-01 | CABLE, QSFP-COPPER, 4X SPLIT LENGTH, 30 AWG, 3.5 METER | 30 | 20 | 20
2015-04-17 16:30 | 2523 | NL | DYNAMIC | 16000307-01 | CABLE, QSFP-COPPER, 4X SPLIT LENGTH, 30 AWG, 4.0 METER | 6 | 20 | 20
2015-04-17 16:30 | 1933 | NL | DYNAMIC | 16000363-01 | CABLE, RJ45 MALE - RJ12 MALE CONN., RMU2.0 - DELTA REC. SHELF, 5 FT | 18 | 200 | 200
2015-04-17 16:30 | 2459 | NL | DYNAMIC | 16000409-01 | CABLE, POWER, 4-COND, 4-PIN, TOR, IKEA TO ULYSSES | 4 | 8 | 8
2015-04-17 16:30 | 2460 | NL | DYNAMIC | 16000821-01 | CABLE, QSFP-COPPER, X-SPLIT LENGTH, 30 AWG, 3.0M, ROHS | 30 | 50 | 50
2015-04-17 16:30 | 2502 | NL | DYNAMIC | 16000822-01 | CABLE, QSFP-COPPER, X-SPLIT LENGTH, 30 AWG, 3.0M, ROHS | 12 | 25 | 25
2015-04-17 16:30 | 2503 | NL | DYNAMIC | 25000212-03 | CSSD, SECURE CASE, SHS450S3/32G, SANDFORCE 2241 + IM, A19NM TOSHIBA NAND HALFSLIM MO-297, SATA 2.6, 1.8IN, ENCRYPTION CAPABLE, 27.4GB USEABLE, F/W 564 MIN | 54 | 216 | 216
2015-04-17 16:30 | 1994 | NL | DYNAMIC | 30001175 | CABLE, FIBER, 8-BUNDLE, SM, BIF, LC-LC-DX, UPC, INTERCONNECT CABLE, 3.4MM UNIBOOT, 2.75M | 52 | 12 | 12
2015-04-17 16:30 | 1996 | NL | DYNAMIC | 30001176 | CABLE, FIBER, 8-BUNDLE, SM, BIF, LC-LC-DX, UPC, INTERCONNECT CABLE, 3.4MM UNIBOOT, 3.25M | 10 | 24 | 24
2015-04-17 16:30 | 1998 | NL | DYNAMIC | 30001177 | CABLE, FIBER, 8-BUNDLE, SM, BIF, LC-LC-DX, UPC, INTERCONNECT CABLE, 3.4MM UNIBOOT, 3.5M | 4 | 8 | 8
2015-04-17 16:30 | 2000 | NL | DYNAMIC | 30001178 | CABLE, FIBER, 8-BUNDLE, SM, BIF, LC-LC-DX, UPC, INTERCONNECT CABLE, 3.4MM UNIBOOT, 3.75M | 26 | 8 | 8
2015-04-17 16:30 | 2002 | NL | DYNAMIC | 30001179-003 | CABLE, FIBER, 8-BUNDLE, SM, BIF, LC-LC-DX, UPC, INTERCONNECT CABLE, 3.4MM UNIBOOT, 3M | 4 | 12 | 12
2015-04-17 16:30 | 2004 | NL | DYNAMIC | 30001179-004 | CABLE, FIBER, 8-BUNDLE, SM, BIF, LC-LC-DX, UPC, INTERCONNECT CABLE, 3.4MM UNIBOOT, 4M | 74 | 42 | 42
2015-04-17 16:30 | 2009 | NL | DYNAMIC | 30001194 | CABLE, FIBER, INTERCONNECT, 16-FIBER, SM, BIF, LC-LC-DX, UPC, 3.4MM INTERCONNECT CABLE, FANOUT (1.0M-LC, 0.6M-LC), 2.00MM UNIBOOT, OFNR, 2.5M | 52 | 8 | 8
2015-04-17 16:30 | 2011 | NL | DYNAMIC | 30001195 | CABLE, FIBER, 8-BUNDLE, SM, BIF, LC-LC-DX, UPC, INTERCONNECT CABLE, 3.4MM UNIBOOT, 4.25M | 2 | 8 | 8
2015-04-17 16:30 | 2041 | NL | DYNAMIC | 42000604-02 | ASSY, PCBA, NIC, 1 PORT, 2X10G, SABERTOOTH10, CTH, ROHS | 54 | 1600 | 1600
2015-04-17 16:30 | 2524 | NL | DYNAMIC | 72000410-02 | ASSY, POWER BOX, DC AND SIGNAL, CENTILIUM | 6 | 24 | 24
2015-04-17 16:30 | 2085 | NL | DYNAMIC | 86001741 | ASSY, NETWORK SWITCH, 4RU, 64XQSFP, 2XSHIVA, 48VDC CENTAURILITE SYSTEM, ROHS | 101 | 60 | 60
2015-04-17 16:30 | 2525 | NL | DYNAMIC | 86002138 | ASSY, NETWORK SWITCH, 4RU, 32XQSFP, 1XSHIVA, 12V_CENTAURILITE SYSTEM, ROHS | 6 | 6 | 6
2015-04-17 16:30 | 2461 | NL | DYNAMIC | 86003284 | ASSY, SWITCH, 1RU, 32-PORTS QSFP,+/- 48V, VER 5 ULYSSES, 2GB SDHC, W/ MOUNTING KITS FOR FOGILLIUM & IKEA, ROHS | 4 | 8 | 8
2015-04-17 16:30 | 2526 | NL | DYNAMIC | 86003295 | ASSY, RACK, CENTILIUM, 30A, SUBASSEMBLY | 6 | 6 | 6
2015-04-17 16:30 | 2095 | NL | DYNAMIC | 900098 | CORD, PATCH, CAT 5E, 7 FT, PC 568B, STRANDED, BLACK | 24 | 100 | 100
2015-04-17 16:30 | 2097 | NL | DYNAMIC | 900099 | CORD, DATA, PATCH,CAT5E, PC 568B, STANDED, 5 FT, BLUE | 9 | 100 | 100